{"text_format":"1","workbook":"xlsx","n_sheets":13,"sheets":["Instructions","DHW Bldg & Operation Data","Eqpt Schedule","COP Assignment","Sample DHW HP Curves","Baseline Adjustment Factors","Proposed Adjustment Factors","Results Summary","Change Log","Weather Data","DHW Calculator","Building Profiles","Worksheet Data"],"not_rendered":{"charts":3,"images":5,"macros":0,"external_links":0,"defined_names":73,"comments":2,"pivot_tables":0},"unopened":[],"bounds":{"document_bytes":16777216,"sheet_cells":100000,"rows_first":2000,"rows_last":500,"rows_between":2000,"halvings":0,"cell_chars":16384,"cell_head_chars":4096},"cells_cut":0,"cells_raw":0,"read":"whole","date_system":"1900"}

{"sheet":"Instructions","index":0,"n_rows":102,"n_cols":7,"rows_kept":102,"cut":false,"hidden":false,"merged":[[34,0,34,1],[35,0,35,1],[36,0,36,1],[37,0,37,1],[0,0,0,2],[38,0,38,1],[46,0,46,1],[47,0,47,1],[48,0,48,1],[39,0,39,1],[40,0,40,1],[41,0,41,1],[42,0,42,1],[43,0,43,1],[44,0,44,1],[45,0,45,1],[4,6,5,14],[25,0,25,1],[2,0,2,1],[3,0,3,1],[6,0,6,1],[15,0,15,1],[12,6,14,14],[7,6,7,10],[8,6,8,10],[9,6,9,10],[10,6,10,11]]}
["Statewide Building Electrication Program                   Domestic Hot Water (DHW) Applications"]
[null,"Below Cells are Optional ",null,null,null,null,"Welcome to the Statewide Building Electrification Custom Program - DHW Calculator"]
[null,null,null,null,null,null,"Instructions"]
["Project Details"]
["Program Name*","Building Electrification Program",null,null,null,null,"The Building Electrification DHW Calculator is an excel based tool that has been developed to assist participating contractors applying to the New York State Building Electrification Program with calculating custom energy savings and incentives for the following heat pump water heater technologies:"]
[]
["Account Holder Information"]
["Account Name",null,null,null,null,null,"•\tDomestic Hot Water Heat Pump Water Heater (HPWH)"]
["Account Number (14 Digits)",null,null,null,null,null,"•\tAir-to-Water Heat Pump (AWHP) located Outdoors"]
["Title",null,null,null,null,null,"•\tWater-to-Water Heat Pump (WWHP), Single Phase that meets Energy Star"]
["Mailing Address",null,null,null,null,null,"•\tWater-to-Water Heat Pump (WWHP), Three  Phase that meets NYS Code"]
["Unit Number"]
["City",null,null,null,null,null,"Users shall review the ‘Eqpt Schedule', 'COP Assignment', ’DHW Bldg & Operation Data’ and  ‘Results Summary’ tabs and input project specific details where needed.  Cells requiring user input are highlighted in yellow including dropdown selection. Cells in green will auto-populate based on the inputs the user enters.  Red cells or error meassage indicate there may be an issue with project entry or equipment eligibility.  Follow the error message."]
["Zip"]
[]
["Site Information"]
["Contact First Name",null,null,null,null,null,"Input/Drop Down Selection Required"]
["Contact Last Name",null,null,null,null,null,"Optional Input/Drop Down Selection"]
["Street Address",null,null,null,null,null,"Output (Calculated/Based on Selection)"]
["Unit Number",null,null,null,null,null,"Not Applicable based on selection criteria"]
["City"]
["Zip",null,null,null,null,null,"Refer to the Statewide Building Electrification Program - DHW Calculator User Guide for step-by-step instructions to complete this tool."]
["Phone"]
["Email"]
[null,null,null,null,null,null,"Tabs should be completed in the following order: \n"]
["Participating Contractor Information",null,null,null,null,null,"1.\tEqpt Schedule\n2.COP Assignment\n3.\tDHW Bldg & Operation Data"]
["Installation Completed By"]
["Company Name"]
["Contact Name"]
["Title"]
["Mailing Address"]
["Phone"]
["Email"]
[]
["Project Notes"]
[]
[]
[]
[]
[]
[]
[]
[]
[]
[]
[]
[]
[]
[]
[]
[]
["For Internal Use Only"]
["Project Name"]
["Project Number"]
["Application Received Date"]
["Tool version",3.5]
["Tool version date","2026-03-15"]
[null,21]
["Mar-15-2026 V3.5"]
["- updated incentive rates for 2026 and eliminated Clean Heat  branding"]
["- added an HPWH as a baseline choice for 55+ gallons (for New Construction)"]
["- updated weather data from TMY3 to TMYx2009-2023"]
["- added questions for \"Phased\" and LMI/DAC to 'DHW Bldg & Operational Data' tab"]
["9/15/2025 V3.4"]
["-LTO fixed error that used LTO adder if LTO date was blank"]
["-Fixed error in Results!N4 that left incentive blank (due to 'Utility' ref error)"]
["4/15/2025 V3.3"]
["- Add LTO adders based on Con Ed Utility program"]
["- Added option to calc HW use via EIA method (added ability for OCC & Apts inputs)"]
["- updated EULs  for HPWH/AWHP/WWHP to be 13/15/25.  Now do a wt-avg of EUL for mixed cases"]
["2/25/2025      V3.2e "]
["- unhid COP Assignment tab; fixed conditional red cells for in eligible"]
["- fixed error in COP Assignment W16 (and calcs R27) that caused error in one bin "]
["2/20/2025       V3.2e"]
["'- fixed lit of utilities in cell C4 of \"DHW Bldg …\" sheet"]
["1/27/2025       V3.2d"]
["-fixed LTO incentive error and incentive cap (70% --> 50%)"]
[" "]
["- Changed MultiFamily choices to explicitly show occ per apt values","V3.2c"]
["- Added option to specify if Electric Resist. Is used to meet Recirc Loads (lowers COP)"]
["- updated sample COP curves","V3.2b"]
["2024-12-06"]
["- added LTO incentive for Con Ed"]
["2024-11-06"]
["- added option for user to specify GPD for OTHER bldg type / OR specify Occ for MF"]
["- added option to specify bldg HW temp for pre-heat systems"]
["- udpated (blue) descriptive text in 'DHW Bldg' tab"]
["- updated the kW calc to use HP size"]
["2024-09-02"]
["- Added MF rates per Dwelling Unit; Fixed Con Ed Rates"]
["- Added Option in Equip to Select NEEA QPL for Eligibility"]
["- Clarified HP Location Options"]
["2024-06-17"]
["- results now depend on base fuel type (\"Electric\" vs others)"]
["2024-06-03"]
["- added new technology types (HPWH, AWHP, WWHP1, WWHP3, etc) to replace one type"]
["- added capability for ground source HP option"]
["- explicitly spelled out difference between AWHP and HPWH w/ COP_h"]
["- now must enter Rated COP for each technology type"]
["REV 3/26/2024"]
[" - fixed problem with Upstate weather data"]
["- made cold water / main temperature use bin-calculated values, instead of fixed values"]

{"sheet":"DHW Bldg & Operation Data","index":1,"n_rows":36,"n_cols":18,"rows_kept":36,"cut":false,"hidden":false,"merged":[[1,0,12,0],[15,0,27,0],[28,0,30,0],[1,17,17,27],[0,17,0,27],[1,5,1,7],[0,5,0,7],[25,3,30,3],[20,3,21,3]]}
[null,"DHW Building & Operational Data Inputs",null,{"$f":"\"Weather Data Source: \"&'Weather Data'!C9","v":"Weather Data Source: TMYx"},"Intermediate Values (TO  BE HIDDEN)","Alternate HW Use Calcs from EIA/HUD",null,null,null,null,null,null,null,null,null,null,null,"Basis for the Alternate HW Use Calcs"]
["Project Information","Project Location",null,null,null,"( data from EIA HC 9.9.pdf, page 1)",null,null,null,null,null,null,null,null,null,null,null,"Based on an analysis of EIA data by ADM.  Persons/bedroom is based on the 1988 Keatings Memo, which was adopted by the Department of Housing and Urban Development. This considers that 2 persons/bedroom, plus 1 in other habitable spaces (such as a living room) is a reasonable number of occupants in a home. Note that more occupants may exist in a particular unit, but these are not accounted for.\n\nData is weighted based on EIA survey data, with each unit assigned a maximum value to be weighted from. For example, a 1 bedroom, assumes up to 2 people in the bedroom + 1 in the living room, so max of 3 people. The number of 1, 2, and 3 person househoulds is summed, and that percentage is then used as a weighted sum to determine, 1.6 persons on average for a 1 bedroom apartment. A studio, which only has 1 habitable space, then assumes only a maximum of 2 persons, and is weighted in a similarly manner."]
[null,"NOAA/TMY3 ACCA Location",null,null,{"$f":"IFERROR(VLOOKUP(C2,'Worksheet Data'!$N$24:$Q$46,4,FALSE),\"\")","v":""}]
[null,"Utility ",null,null,null,"Unit Type","No of Apts","No  Occupants"]
[null,"Utility Program",null,null,null,"Studio (1.4)",null,{"$f":"G5*1.4","v":0}]
[null,"Is the Project \"Phased\" or \"Full-load\"?",null,null,null,"1 Bedroom (1.6)",null,{"$f":"G6*1.6","v":0}]
[null,{"$f":"IF(Utility=\"Con Edison\",\"Does the Project have LMI status?\",\"Does the Project have DAC status?\")","v":"Does the Project have DAC status?"},null,null,null,"2 Bedroom (1.9)",null,{"$f":"G7*1.9","v":0}]
[null,"Building Type (If OTHER, fill in Custom Information)",null,"Enter Your Description of Bldg",{"$f":"INDEX(TableGPDLookup[LegacyBldgType],MATCH(NewBldgType,ListBldgType,0))","v":{"$error":"#N/A"}},"3+ Bedroom (2.1)",null,{"$f":"G8*2.1","v":0}]
[null,"Existing Building or New Construction",null,null,null,"Totals",{"$f":"SUM(G5:G8)","v":0},{"$f":"SUM(H5:H8)","v":0}]
[null,{"$f":"IFERROR(INDEX(ListGPDHelpText,MATCH(NewBldgType,ListBldgType,0)),\"Please enter a building type above.\")","v":"Please enter a building type above."},null,{"$f":"IFERROR(INDEX(ListGPDUnit,MATCH(NewBldgType,ListBldgType,0)),\"Units\")","v":"Units"},null,null,"Overall occ/apt:",{"$f":"H9/(G9+0.0000000001)","v":0}]
[null,"Please enter the number of Apartments in the building",3,"Apts",null,"1) Choose \"Multifamily, Specify # of Occupants\""]
[null,"HW Temp Delivered to Bldg (125°F or lower for pre-heat system)",125,null,null,"  in cell C8"]
[null,"Does the building have a recirculating pump?",null,null,null,"2) Enter total number of Occupants (from cell H9) "]
[null,"Is the Recirc Heating Load met with Electric Resistance?"]
[]
["HPWH Information","Demand type",null,null,"Medium"]
[null,"Time duration during peak (hr/day)",null,null,"3 hr","   into cell C8"]
[null,{"$f":"\"DHW Usage per \"&D10&\" (GPD)\"","v":"DHW Usage per Units (GPD)"},{"$f":"INDEX(ListGPDRate,MATCH(NewBldgType,ListBldgType,0))","v":{"$error":"#N/A"}}]
[null,"Est. DHW Peak Usage (GPH)",{"$f":"INDEX(TableMaxHourlyFractionGPD[],MATCH(Bldg_Type,TableMaxHourlyFractionGPD[Building Type],0),MATCH(\"Max\",TableMaxHourlyFractionGPD[#Headers],0))*DHW_GPD","v":{"$error":"#N/A"}}]
[null,"Est. DHW Peak Load (Btu/h)",{"$f":"DHW_peak_demand_GPH*8.33*(DHW_Setpoint_Temp_degF-Incoming_Water_Temperature)","v":{"$error":"#N/A"}}]
[null,"Daily DHW Use for Building (GPD)",{"$f":"IF(AND(NewBldgType=\"Other\",$F$21>0),$F$21,DHWDemandPerUnit*GPDCalcUnits)","v":{"$error":"#N/A"}},"Specify HW Use for Building (GPD):",null,1200]
[null,"Number of HP Units installed (#)",{"$f":"SUM('Eqpt Schedule'!G5:G14)","v":0}]
[null,"Total Rated Heating Capacity (Btu/h)",{"$f":"SUMPRODUCT('Eqpt Schedule'!G5:G14,'Eqpt Schedule'!J5:J14)","v":0}]
[null,"HPWH Sizing Ratio (Capacity / Peak Load)",{"$f":"C23/C20","v":{"$error":"#N/A"}},"System sizing is for information purposes only.",null,null,null,null,"Conditioned Space",null,null,"Conditioned: located in space heated or cooled to a temperature set point"]
[null,null,null,null,null,null,null,null,"Un-Conditioned Enclosed",null,null,"Un-conditioned:  located in spaces that float with outdoor temperatures (assumed to be half way between conditioned spaces and outdoors)"]
[null,"HP Location / Source Type",null,{"$f":"\"<< \"&VLOOKUP(HPWH_Location,$I$24:$L$27,4,FALSE)","v":{"$error":"#N/A"}},null,null,null,null,"Outdoor Evaporator",null,null,"Outdoor:  HP evaporator is either located outdoors or ducted to outdoors"]
[null,"HP Space Conditioning Type","Heating and Cooling",null,null,null,null,null,"Ground Source",null,null,"Geothermal:  WWHP uses ground heat exchanger as a heat source"]
[null,"Average Setpoint for Conditioned Space (°F)",72,null,"Bin Model Temperature"]
["Grnd Loop","Average Ground Temperature (F)",50,null,{"$f":"IF(HPWH_Location=\"Un-Conditioned Enclosed\",75,IFERROR(RoomTempSetpt,72))","v":72}]
[null,"Maximum Ground Loop Temperature (F) - from loop design",90]
[null,"Minimum Ground Loop Temperature (F) - from loop design",30]
[]
[]
[null,"Input/Drop Down Selection Required"]
[null,"Output (Calculated/Based on Selection)"]
[null,"Not Applicable based on selection criteria"]

{"sheet":"Eqpt Schedule","index":2,"n_rows":14,"n_cols":28,"rows_kept":14,"cut":false,"hidden":false,"merged":[[1,13,1,14],[1,3,1,10],[0,3,0,8]]}
[null,null,null,"Please fill out the equipment information in this tab, followed by the corresponding COP information in the 'COP Assignment' tab.",null,null,null,null,null,null,null,null,null,null,null,null,null,null,null,"Eligibility Check"]
[null,null,null,"Proposed Equipment Schedule",null,null,null,null,null,null,null,null,null,"Baseline System Characteristics",null,null,null,"Eligibility",null,"Min Efficiency Compliance"]
[null,"Location",null,"Heat Pump Technology","Technology Code","Category","Unit Quantity","Make"," Model","Rated Heating Capacity (Btu/h)","Rated COP","Rated Conditions for COP","System on NEEA QPL?","Baseline System Size/Category","Baseline Efficiency","Unique ID","Energy Star Unique Identified","Heat Pump Eligible?","Technology Check?","Minimum COP","Meet or Exceed?","EUL",null,null,null,null,null,"Capacity-weighted EUL"]
[null,{"$f":"IF(D4<>0,IF(OR(ACCA_Location='Worksheet Data'!$M$2,ACCA_Location='Worksheet Data'!$M$3,ACCA_Location='Worksheet Data'!$M$4),\"NYC\",\"NYS\"),\"\")","v":"NYS"},"Example","Large COM HPWH > 80 gal",{"$f":"IFERROR(VLOOKUP(D4,'Worksheet Data'!$AD$2:$AF$12,2,FALSE),\"\")","v":"Large HPWH"},{"$f":"IFERROR(VLOOKUP(D4,'Worksheet Data'!$AD$2:$AF$12,3,FALSE),\"\")","v":6},1,"Colmac","CxV-5",76582,3,{"$f":"IF(D4<>\"\",VLOOKUP(E4,$W$7:$Y$10,3,),\"\")","v":"COP_H@80F"},"No","Electric Water Heaters/ <12 kW/Resistance, >=20 gals and <=55 gals",{"$f":"IFERROR(VLOOKUP(N4,'Worksheet Data'!$D$4:$I$25,5,FALSE),\"\")","v":0.94799999999999995},{"$f":"IF(D4=\"\",\"\",B4&\"|\"&E4&\"|\"&H4&\"|\"&I4)","v":"NYS|Large HPWH|Colmac|CxV-5"},{"$f":"IF(D4=\"\",\"\",E4&\"|\"&I4)","v":"Large HPWH|CxV-5"},{"$f":"IF(D4<>\"\",IF(AND(U4=1,S4=\"OK\"),\"Eligible\",\"Not Eligible\"),\"\")","v":"Eligible"},{"$f":"IF(D4<>\"\",IF(AND(HPWH_Location=\"Ground Source\",MID(E4,7,4)<>\"WWHP\"),\"Equip Must be WWHP\",IF(AND(HPWH_Location<>\"Ground Source\",MID(E4,7,4)=\"WWHP\"),\"Equip Must be Air-Source\",\"OK\")),\"\")","v":"OK"},{"$f":"IF(D4<>\"\",VLOOKUP(E4,$W$7:$X$10,2,),\"\")","v":3},{"$f":"IF(D4<>\"\",IF(OR(K4>=T4,M4=\"YES\"),1,0),\"\")","v":1},null,null,null,null,null,null,{"$f":"SUMPRODUCT(V5:V14,J5:J14)/SUM(J5:J14)","v":{"$error":"#DIV/0!"}}]
[null,{"$f":"IF(D5<>0,IF(OR(ACCA_Location='Worksheet Data'!$M$2,ACCA_Location='Worksheet Data'!$M$3,ACCA_Location='Worksheet Data'!$M$4),\"NYC\",\"NYS\"),\"\")","v":""},null,null,{"$f":"IFERROR(VLOOKUP(D5,'Worksheet Data'!$AD$2:$AF$12,2,FALSE),\"\")","v":""},{"$f":"IFERROR(VLOOKUP(D5,'Worksheet Data'!$AD$2:$AF$12,3,FALSE),\"\")","v":""},null,null,null,null,null,{"$f":"IF(D5<>\"\",VLOOKUP(E5,$W$7:$Y$10,3,),\"\")","v":""},null,null,{"$f":"IFERROR(VLOOKUP(N5,'Worksheet Data'!$D$4:$I$25,5,FALSE),\"\")","v":""},{"$f":"IF(D5=\"\",\"\",B5&\"|\"&E5&\"|\"&H5&\"|\"&I5)","v":""},{"$f":"IF(D5=\"\",\"\",E5&\"|\"&I5)","v":""},{"$f":"IF(D5<>\"\",IF(AND(U5=1,S5=\"OK\"),\"Eligible\",\"Not Eligible\"),\"\")","v":""},"",{"$f":"IF(D5<>\"\",VLOOKUP(E5,$W$7:$X$10,2,),\"\")","v":""},{"$f":"IF(D5<>\"\",IF(OR(K5>=T5,M5=\"YES\"),1,0),\"\")","v":""},{"$f":"IFERROR(VLOOKUP(D5,'Worksheet Data'!AD4:AH7,5,FALSE),0)","v":0},"Efficiency By"]
[null,{"$f":"IF(D6<>0,IF(OR(ACCA_Location='Worksheet Data'!$M$2,ACCA_Location='Worksheet Data'!$M$3,ACCA_Location='Worksheet Data'!$M$4),\"NYC\",\"NYS\"),\"\")","v":""},null,null,{"$f":"IFERROR(VLOOKUP(D6,'Worksheet Data'!$AD$2:$AF$12,2,FALSE),\"\")","v":""},{"$f":"IFERROR(VLOOKUP(D6,'Worksheet Data'!$AD$2:$AF$12,3,FALSE),\"\")","v":""},null,null,null,null,null,"",null,null,{"$f":"IFERROR(VLOOKUP(N6,'Worksheet Data'!$D$4:$I$25,5,FALSE),\"\")","v":""},{"$f":"IF(D6=\"\",\"\",B6&\"|\"&E6&\"|\"&H6&\"|\"&I6)","v":""},{"$f":"IF(D6=\"\",\"\",E6&\"|\"&I6)","v":""},"","","","",{"$f":"IFERROR(VLOOKUP(D6,'Worksheet Data'!AD5:AH8,5,FALSE),0)","v":0},"Technology Code","Min COP","Rated Conditions for COP","Notes"]
[null,{"$f":"IF(D7<>0,IF(OR(ACCA_Location='Worksheet Data'!$M$2,ACCA_Location='Worksheet Data'!$M$3,ACCA_Location='Worksheet Data'!$M$4),\"NYC\",\"NYS\"),\"\")","v":""},null,null,{"$f":"IFERROR(VLOOKUP(D7,'Worksheet Data'!$AD$2:$AF$12,2,FALSE),\"\")","v":""},{"$f":"IFERROR(VLOOKUP(D7,'Worksheet Data'!$AD$2:$AF$12,3,FALSE),\"\")","v":""},null,null,null,null,null,"",null,null,{"$f":"IFERROR(VLOOKUP(N7,'Worksheet Data'!$D$4:$I$25,5,FALSE),\"\")","v":""},{"$f":"IF(D7=\"\",\"\",B7&\"|\"&E7&\"|\"&H7&\"|\"&I7)","v":""},{"$f":"IF(D7=\"\",\"\",E7&\"|\"&I7)","v":""},"","","","",{"$f":"IFERROR(VLOOKUP(D7,'Worksheet Data'!AD6:AH9,5,FALSE),0)","v":0},"Large HPWH",3,"COP_H@80F","Energy Star.  COP-h at 80F space, 70F inlet, 120F outlet (DOE test protocol 10 CFR 431, Subpart G, Appendix E)"]
[null,{"$f":"IF(D8<>0,IF(OR(ACCA_Location='Worksheet Data'!$M$2,ACCA_Location='Worksheet Data'!$M$3,ACCA_Location='Worksheet Data'!$M$4),\"NYC\",\"NYS\"),\"\")","v":""},null,null,{"$f":"IFERROR(VLOOKUP(D8,'Worksheet Data'!$AD$2:$AF$12,2,FALSE),\"\")","v":""},{"$f":"IFERROR(VLOOKUP(D8,'Worksheet Data'!$AD$2:$AF$12,3,FALSE),\"\")","v":""},null,null,null,null,null,"",null,null,{"$f":"IFERROR(VLOOKUP(N8,'Worksheet Data'!$D$4:$I$25,5,FALSE),\"\")","v":""},{"$f":"IF(D8=\"\",\"\",B8&\"|\"&E8&\"|\"&H8&\"|\"&I8)","v":""},{"$f":"IF(D8=\"\",\"\",E8&\"|\"&I8)","v":""},"","","","",{"$f":"IFERROR(VLOOKUP(D8,'Worksheet Data'!AD7:AH10,5,FALSE),0)","v":0},"Large WWHP1",3.1,"COP@32F & EWT=104F","Energy Star. at 32F source in and 104F load in using 13256-2"]
[null,{"$f":"IF(D9<>0,IF(OR(ACCA_Location='Worksheet Data'!$M$2,ACCA_Location='Worksheet Data'!$M$3,ACCA_Location='Worksheet Data'!$M$4),\"NYC\",\"NYS\"),\"\")","v":""},null,null,{"$f":"IFERROR(VLOOKUP(D9,'Worksheet Data'!$AD$2:$AF$12,2,FALSE),\"\")","v":""},{"$f":"IFERROR(VLOOKUP(D9,'Worksheet Data'!$AD$2:$AF$12,3,FALSE),\"\")","v":""},null,null,null,null,null,"",null,null,{"$f":"IFERROR(VLOOKUP(N9,'Worksheet Data'!$D$4:$I$25,5,FALSE),\"\")","v":""},{"$f":"IF(D9=\"\",\"\",B9&\"|\"&E9&\"|\"&H9&\"|\"&I9)","v":""},{"$f":"IF(D9=\"\",\"\",E9&\"|\"&I9)","v":""},"","","","",{"$f":"IFERROR(VLOOKUP(D9,'Worksheet Data'!AD8:AH11,5,FALSE),0)","v":0},"Large WWHP3",2.5,"COP@32F & EWT=104F","NYS Code.  ASHRAE 90.1-2022 Table 6.8.1-15 using 13256-2"]
[null,null,null,null,{"$f":"IFERROR(VLOOKUP(D10,'Worksheet Data'!$AD$2:$AF$12,2,FALSE),\"\")","v":""},{"$f":"IFERROR(VLOOKUP(D10,'Worksheet Data'!$AD$2:$AF$12,3,FALSE),\"\")","v":""},null,null,null,null,null,"",null,null,{"$f":"IFERROR(VLOOKUP(N10,'Worksheet Data'!$D$4:$I$25,5,FALSE),\"\")","v":""},"","","","","","",{"$f":"IFERROR(VLOOKUP(D10,'Worksheet Data'!AD9:AH12,5,FALSE),0)","v":0},"Large AWHP",2.31,"COP@47F & LWT=140F","NYS Code.  ASHRAE 90.1-2022 Table 6.8.1-16 using AHRI 550/590"]
[null,{"$f":"IF(D11<>0,IF(OR(ACCA_Location='Worksheet Data'!$M$2,ACCA_Location='Worksheet Data'!$M$3,ACCA_Location='Worksheet Data'!$M$4),\"NYC\",\"NYS\"),\"\")","v":""},null,null,{"$f":"IFERROR(VLOOKUP(D11,'Worksheet Data'!$AD$2:$AF$12,2,FALSE),\"\")","v":""},{"$f":"IFERROR(VLOOKUP(D11,'Worksheet Data'!$AD$2:$AF$12,3,FALSE),\"\")","v":""},null,null,null,null,null,"",null,null,{"$f":"IFERROR(VLOOKUP(N11,'Worksheet Data'!$D$4:$I$25,5,FALSE),\"\")","v":""},"","","","","","",{"$f":"IFERROR(VLOOKUP(D11,'Worksheet Data'!AD10:AH13,5,FALSE),0)","v":0}]
[null,{"$f":"IF(D12<>0,IF(OR(ACCA_Location='Worksheet Data'!$M$2,ACCA_Location='Worksheet Data'!$M$3,ACCA_Location='Worksheet Data'!$M$4),\"NYC\",\"NYS\"),\"\")","v":""},null,null,{"$f":"IFERROR(VLOOKUP(D12,'Worksheet Data'!$AD$2:$AF$12,2,FALSE),\"\")","v":""},{"$f":"IFERROR(VLOOKUP(D12,'Worksheet Data'!$AD$2:$AF$12,3,FALSE),\"\")","v":""},null,null,null,null,null,"",null,null,{"$f":"IFERROR(VLOOKUP(N12,'Worksheet Data'!$D$4:$I$25,5,FALSE),\"\")","v":""},"","","","","","",{"$f":"IFERROR(VLOOKUP(D12,'Worksheet Data'!AD11:AH14,5,FALSE),0)","v":0}]
[null,{"$f":"IF(D13<>0,IF(OR(ACCA_Location='Worksheet Data'!$M$2,ACCA_Location='Worksheet Data'!$M$3,ACCA_Location='Worksheet Data'!$M$4),\"NYC\",\"NYS\"),\"\")","v":""},null,null,{"$f":"IFERROR(VLOOKUP(D13,'Worksheet Data'!$AD$2:$AF$12,2,FALSE),\"\")","v":""},{"$f":"IFERROR(VLOOKUP(D13,'Worksheet Data'!$AD$2:$AF$12,3,FALSE),\"\")","v":""},null,null,null,null,null,"",null,null,{"$f":"IFERROR(VLOOKUP(N13,'Worksheet Data'!$D$4:$I$25,5,FALSE),\"\")","v":""},"","","","","","",{"$f":"IFERROR(VLOOKUP(D13,'Worksheet Data'!AD12:AH15,5,FALSE),0)","v":0}]
[null,{"$f":"IF(D14<>0,IF(OR(ACCA_Location='Worksheet Data'!$M$2,ACCA_Location='Worksheet Data'!$M$3,ACCA_Location='Worksheet Data'!$M$4),\"NYC\",\"NYS\"),\"\")","v":""},null,null,{"$f":"IFERROR(VLOOKUP(D14,'Worksheet Data'!$AD$2:$AF$12,2,FALSE),\"\")","v":""},{"$f":"IFERROR(VLOOKUP(D14,'Worksheet Data'!$AD$2:$AF$12,3,FALSE),\"\")","v":""},null,null,null,null,null,"",null,null,{"$f":"IFERROR(VLOOKUP(N14,'Worksheet Data'!$D$4:$I$25,5,FALSE),\"\")","v":""},"","","","","","",{"$f":"IFERROR(VLOOKUP(D14,'Worksheet Data'!AD13:AH16,5,FALSE),0)","v":0}]

{"sheet":"COP Assignment","index":3,"n_rows":65,"n_cols":23,"rows_kept":65,"cut":false,"hidden":false,"merged":[[0,5,0,14],[1,5,1,14]]}
["COP Assignment",null,null,null,null,"COP Assignment Table: Enter the COP values in 10F increments of ENT TEMP  for each piece of equipment. For NEEA QPL-Listed Equipment, enter the known seasonal COP value into each bin.  Similarly, enter COP_h value into each bin for Large HPWH in indoor applications.     TIP:  COPs often decrease at a rate of 1% per 1F for many products (both air and water source). ",null,null,null,null,null,null,null,null,null,null,null,null,null,null,"ENT TEMP  = ",{"$f":"'DHW Calculator'!H13","v":"Air Source Entering Temperature (F)"}]
[{"$f":"'DHW Calculator'!H13","v":"Air Source Entering Temperature (F)"},null,null,null,null,"Enter COP Below for HW Entering=90F (see \"Sample DHW HP Curves\" tab for possible values)",null,null,null,null,null,null,null,null,null,null,null,"total capacity = ",{"$f":"SUMPRODUCT(F17:O17,F18:O18)","v":0},null,"OAT Mid pt","ENT TEMP","COP"]
["Temperature Bin (F)","Greater Than or Equal To degF","Less Than degF","COP Weighing Factor","Normalized COP Weighing Factor","Equipment 1","Equipment 2","Equipment 3","Equipment 4","Equipment 5","Equipment 6","Equipment 7","Equipment 8","Equipment 9","Equipment 10",null,"min","max","Wt AVG",null,{"$f":"'DHW Calculator'!E14","v":101},{"$f":"'DHW Calculator'!H14","v":33.888888888888886},{"$f":"VLOOKUP(V4+2,$Q$4:$S$13,3,TRUE)","v":{"$error":"#DIV/0!"}}]
["0-10",-100,10,{"$f":"SUMIFS(#REF!,#REF!,\"=\"&TableCOPCustomAssignment[[#This Row],[Temperature Bin (F)]])","v":{"$error":"#REF!"}},{"$f":"TableCOPCustomAssignment[[#This Row],[COP Weighing Factor]]/SUM(TableCOPCustomAssignment[COP Weighing Factor])","v":{"$error":"#REF!"}},null,null,null,null,null,null,null,null,null,null,null,0,10,{"$f":"SUMPRODUCT(F4:O4,$F$17:$O$17,$F$18:$O$18)/$S$2","v":{"$error":"#DIV/0!"}},null,{"$f":"'DHW Calculator'!E15","v":99},{"$f":"'DHW Calculator'!H15","v":35},{"$f":"VLOOKUP(V5+2,$Q$4:$S$13,3,TRUE)","v":{"$error":"#DIV/0!"}}]
["10-20",10,20,{"$f":"SUMIFS(#REF!,#REF!,\"=\"&TableCOPCustomAssignment[[#This Row],[Temperature Bin (F)]])","v":{"$error":"#REF!"}},{"$f":"TableCOPCustomAssignment[[#This Row],[COP Weighing Factor]]/SUM(TableCOPCustomAssignment[COP Weighing Factor])","v":{"$error":"#REF!"}},null,null,null,null,null,null,null,null,null,null,null,{"$f":"Q4+10","v":10},{"$f":"R4+10","v":20},{"$error":"#DIV/0!"},null,{"$f":"'DHW Calculator'!E16","v":97},{"$f":"'DHW Calculator'!H16","v":36.111111111111114},{"$error":"#DIV/0!"}]
["20-30",20,30,{"$f":"SUMIFS(#REF!,#REF!,\"=\"&TableCOPCustomAssignment[[#This Row],[Temperature Bin (F)]])","v":{"$error":"#REF!"}},{"$f":"TableCOPCustomAssignment[[#This Row],[COP Weighing Factor]]/SUM(TableCOPCustomAssignment[COP Weighing Factor])","v":{"$error":"#REF!"}},null,null,null,null,null,null,null,null,null,null,null,{"$f":"Q5+10","v":20},{"$f":"R5+10","v":30},{"$error":"#DIV/0!"},null,{"$f":"'DHW Calculator'!E17","v":95},{"$f":"'DHW Calculator'!H17","v":37.222222222222221},{"$error":"#DIV/0!"}]
["30-40",30,40,{"$f":"SUMIFS(#REF!,#REF!,\"=\"&TableCOPCustomAssignment[[#This Row],[Temperature Bin (F)]])","v":{"$error":"#REF!"}},{"$f":"TableCOPCustomAssignment[[#This Row],[COP Weighing Factor]]/SUM(TableCOPCustomAssignment[COP Weighing Factor])","v":{"$error":"#REF!"}},null,null,null,null,null,null,null,null,null,null,null,30,40,{"$error":"#DIV/0!"},null,{"$f":"'DHW Calculator'!E18","v":93},{"$f":"'DHW Calculator'!H18","v":38.333333333333336},{"$error":"#DIV/0!"}]
["40-50",40,50,{"$f":"SUMIFS(#REF!,#REF!,\"=\"&TableCOPCustomAssignment[[#This Row],[Temperature Bin (F)]])","v":{"$error":"#REF!"}},{"$f":"TableCOPCustomAssignment[[#This Row],[COP Weighing Factor]]/SUM(TableCOPCustomAssignment[COP Weighing Factor])","v":{"$error":"#REF!"}},null,null,null,null,null,null,null,null,null,null,null,40,50,{"$error":"#DIV/0!"},null,{"$f":"'DHW Calculator'!E19","v":91},{"$f":"'DHW Calculator'!H19","v":39.444444444444443},{"$error":"#DIV/0!"}]
["50-60",50,60,{"$f":"SUMIFS(#REF!,#REF!,\"=\"&TableCOPCustomAssignment[[#This Row],[Temperature Bin (F)]])","v":{"$error":"#REF!"}},{"$f":"TableCOPCustomAssignment[[#This Row],[COP Weighing Factor]]/SUM(TableCOPCustomAssignment[COP Weighing Factor])","v":{"$error":"#REF!"}},null,null,null,null,null,null,null,null,null,null,null,50,60,{"$error":"#DIV/0!"},null,{"$f":"'DHW Calculator'!E20","v":89},{"$f":"'DHW Calculator'!H20","v":40.555555555555557},{"$error":"#DIV/0!"}]
["60-70",60,70,{"$f":"SUMIFS(#REF!,#REF!,\"=\"&TableCOPCustomAssignment[[#This Row],[Temperature Bin (F)]])","v":{"$error":"#REF!"}},{"$f":"TableCOPCustomAssignment[[#This Row],[COP Weighing Factor]]/SUM(TableCOPCustomAssignment[COP Weighing Factor])","v":{"$error":"#REF!"}},null,null,null,null,null,null,null,null,null,null,null,60,70,{"$error":"#DIV/0!"},null,{"$f":"'DHW Calculator'!E21","v":87},{"$f":"'DHW Calculator'!H21","v":41.666666666666664},{"$error":"#DIV/0!"}]
["70-80",70,80,{"$f":"SUMIFS(#REF!,#REF!,\"=\"&TableCOPCustomAssignment[[#This Row],[Temperature Bin (F)]])","v":{"$error":"#REF!"}},{"$f":"TableCOPCustomAssignment[[#This Row],[COP Weighing Factor]]/SUM(TableCOPCustomAssignment[COP Weighing Factor])","v":{"$error":"#REF!"}},null,null,null,null,null,null,null,null,null,null,null,70,80,{"$error":"#DIV/0!"},null,{"$f":"'DHW Calculator'!E22","v":85},{"$f":"'DHW Calculator'!H22","v":42.777777777777779},{"$error":"#DIV/0!"}]
["80-90",80,90,{"$f":"SUMIFS(#REF!,#REF!,\"=\"&TableCOPCustomAssignment[[#This Row],[Temperature Bin (F)]])","v":{"$error":"#REF!"}},{"$f":"TableCOPCustomAssignment[[#This Row],[COP Weighing Factor]]/SUM(TableCOPCustomAssignment[COP Weighing Factor])","v":{"$error":"#REF!"}},null,null,null,null,null,null,null,null,null,null,null,80,90,{"$error":"#DIV/0!"},null,{"$f":"'DHW Calculator'!E23","v":83},{"$f":"'DHW Calculator'!H23","v":43.888888888888886},{"$error":"#DIV/0!"}]
["90-100",90,200,{"$f":"SUMIFS(#REF!,#REF!,\"=\"&TableCOPCustomAssignment[[#This Row],[Temperature Bin (F)]])","v":{"$error":"#REF!"}},{"$f":"TableCOPCustomAssignment[[#This Row],[COP Weighing Factor]]/SUM(TableCOPCustomAssignment[COP Weighing Factor])","v":{"$error":"#REF!"}},null,null,null,null,null,null,null,null,null,null,null,90,100,{"$error":"#DIV/0!"},null,{"$f":"'DHW Calculator'!E24","v":81},{"$f":"'DHW Calculator'!H24","v":45},{"$error":"#DIV/0!"}]
["Rated COP for Eligibility",null,null,null,null,{"$f":"'Eqpt Schedule'!$K5","v":0},{"$f":"'Eqpt Schedule'!$K6","v":0},{"$f":"'Eqpt Schedule'!$K7","v":0},{"$f":"'Eqpt Schedule'!$K8","v":0},{"$f":"'Eqpt Schedule'!$K9","v":0},{"$f":"'Eqpt Schedule'!$K10","v":0},{"$f":"'Eqpt Schedule'!$K11","v":0},{"$f":"'Eqpt Schedule'!$K12","v":0},{"$f":"'Eqpt Schedule'!$K13","v":0},{"$f":"'Eqpt Schedule'!$K14","v":0},null,null,null,null,null,{"$f":"'DHW Calculator'!E25","v":79},{"$f":"'DHW Calculator'!H25","v":46.111111111111114},{"$error":"#DIV/0!"}]
["HPWH Unique ID",null,null,null,null,{"$f":"INDEX('Eqpt Schedule'!$P$4:$P$14,COLUMN()-4)","v":""},{"$f":"INDEX('Eqpt Schedule'!$P$4:$P$14,COLUMN()-4)","v":""},{"$f":"INDEX('Eqpt Schedule'!$P$4:$P$14,COLUMN()-4)","v":""},{"$f":"INDEX('Eqpt Schedule'!$P$4:$P$14,COLUMN()-4)","v":""},{"$f":"INDEX('Eqpt Schedule'!$P$4:$P$14,COLUMN()-4)","v":""},{"$f":"INDEX('Eqpt Schedule'!$P$4:$P$14,COLUMN()-4)","v":""},{"$f":"INDEX('Eqpt Schedule'!$P$4:$P$14,COLUMN()-4)","v":""},{"$f":"INDEX('Eqpt Schedule'!$P$4:$P$14,COLUMN()-4)","v":""},{"$f":"INDEX('Eqpt Schedule'!$P$4:$P$14,COLUMN()-4)","v":""},{"$f":"INDEX('Eqpt Schedule'!$P$4:$P$14,COLUMN()-4)","v":""},null,null,null,null,null,{"$f":"'DHW Calculator'!E26","v":77},{"$f":"'DHW Calculator'!H26","v":47.222222222222221},{"$f":"VLOOKUP(V16+2,$Q$4:$S$13,3,TRUE)","v":{"$error":"#DIV/0!"}}]
["Tech Code",null,null,null,null,{"$f":"INDEX('Eqpt Schedule'!$E$4:$E$14,COLUMN()-4)","v":""},{"$f":"INDEX('Eqpt Schedule'!$E$4:$E$14,COLUMN()-4)","v":""},{"$f":"INDEX('Eqpt Schedule'!$E$4:$E$14,COLUMN()-4)","v":""},{"$f":"INDEX('Eqpt Schedule'!$E$4:$E$14,COLUMN()-4)","v":""},{"$f":"INDEX('Eqpt Schedule'!$E$4:$E$14,COLUMN()-4)","v":""},{"$f":"INDEX('Eqpt Schedule'!$E$4:$E$14,COLUMN()-4)","v":""},{"$f":"INDEX('Eqpt Schedule'!$E$4:$E$14,COLUMN()-4)","v":""},{"$f":"INDEX('Eqpt Schedule'!$E$4:$E$14,COLUMN()-4)","v":""},{"$f":"INDEX('Eqpt Schedule'!$E$4:$E$14,COLUMN()-4)","v":""},{"$f":"INDEX('Eqpt Schedule'!$E$4:$E$14,COLUMN()-4)","v":""},null,null,null,null,null,{"$f":"'DHW Calculator'!E27","v":75},{"$f":"'DHW Calculator'!H27","v":48.333333333333336},{"$error":"#DIV/0!"}]
["HP Unit Capacity (Btu/h)",null,null,null,null,{"$f":"INDEX('Eqpt Schedule'!$J$5:$J$14,COLUMN()-5)","v":0},{"$f":"INDEX('Eqpt Schedule'!$J$5:$J$14,COLUMN()-5)","v":0},{"$f":"INDEX('Eqpt Schedule'!$J$5:$J$14,COLUMN()-5)","v":0},{"$f":"INDEX('Eqpt Schedule'!$J$5:$J$14,COLUMN()-5)","v":0},{"$f":"INDEX('Eqpt Schedule'!$J$5:$J$14,COLUMN()-5)","v":0},{"$f":"INDEX('Eqpt Schedule'!$J$5:$J$14,COLUMN()-5)","v":0},{"$f":"INDEX('Eqpt Schedule'!$J$5:$J$14,COLUMN()-5)","v":0},{"$f":"INDEX('Eqpt Schedule'!$J$5:$J$14,COLUMN()-5)","v":0},{"$f":"INDEX('Eqpt Schedule'!$J$5:$J$14,COLUMN()-5)","v":0},{"$f":"INDEX('Eqpt Schedule'!$J$5:$J$14,COLUMN()-5)","v":0},null,null,null,null,null,{"$f":"'DHW Calculator'!E28","v":73},{"$f":"'DHW Calculator'!H28","v":49.444444444444443},{"$error":"#DIV/0!"}]
["Number of Units",null,null,null,null,{"$f":"INDEX('Eqpt Schedule'!$G$5:$G$14,COLUMN()-5)","v":0},{"$f":"INDEX('Eqpt Schedule'!$G$5:$G$14,COLUMN()-5)","v":0},{"$f":"INDEX('Eqpt Schedule'!$G$5:$G$14,COLUMN()-5)","v":0},{"$f":"INDEX('Eqpt Schedule'!$G$5:$G$14,COLUMN()-5)","v":0},{"$f":"INDEX('Eqpt Schedule'!$G$5:$G$14,COLUMN()-5)","v":0},{"$f":"INDEX('Eqpt Schedule'!$G$5:$G$14,COLUMN()-5)","v":0},{"$f":"INDEX('Eqpt Schedule'!$G$5:$G$14,COLUMN()-5)","v":0},{"$f":"INDEX('Eqpt Schedule'!$G$5:$G$14,COLUMN()-5)","v":0},{"$f":"INDEX('Eqpt Schedule'!$G$5:$G$14,COLUMN()-5)","v":0},{"$f":"INDEX('Eqpt Schedule'!$G$5:$G$14,COLUMN()-5)","v":0},null,null,null,null,null,{"$f":"'DHW Calculator'!E29","v":71},{"$f":"'DHW Calculator'!H29","v":49.722222222222221},{"$error":"#DIV/0!"}]
["Total Associated HPWH Percentage",null,null,null,null,{"$f":"F17*F18/$S$2","v":{"$error":"#DIV/0!"}},{"$f":"G17*G18/$S$2","v":{"$error":"#DIV/0!"}},{"$error":"#DIV/0!"},{"$error":"#DIV/0!"},{"$error":"#DIV/0!"},{"$error":"#DIV/0!"},{"$error":"#DIV/0!"},{"$error":"#DIV/0!"},{"$error":"#DIV/0!"},{"$error":"#DIV/0!"},null,null,null,null,null,{"$f":"'DHW Calculator'!E30","v":69},{"$f":"'DHW Calculator'!H30","v":49.166666666666664},{"$error":"#DIV/0!"}]
[null,null,null,null,null,null,null,null,null,null,null,null,null,null,null,null,null,null,null,null,{"$f":"'DHW Calculator'!E31","v":67},{"$f":"'DHW Calculator'!H31","v":48.611111111111114},{"$error":"#DIV/0!"}]
[null,null,null,null,null,null,null,null,null,null,null,null,null,null,null,null,null,null,null,null,{"$f":"'DHW Calculator'!E32","v":65},{"$f":"'DHW Calculator'!H32","v":48.055555555555557},{"$error":"#DIV/0!"}]
[null,null,null,null,null,null,null,null,null,null,null,null,null,null,null,null,null,null,null,null,{"$f":"'DHW Calculator'!E33","v":63},{"$f":"'DHW Calculator'!H33","v":47.5},{"$error":"#DIV/0!"}]
[null,null,null,null,null,null,null,null,null,null,null,null,null,null,null,null,null,null,null,null,{"$f":"'DHW Calculator'!E34","v":61},{"$f":"'DHW Calculator'!H34","v":46.944444444444443},{"$error":"#DIV/0!"}]
[null,null,null,null,null,null,null,null,null,null,null,null,null,null,null,null,null,null,null,null,{"$f":"'DHW Calculator'!E35","v":59},{"$f":"'DHW Calculator'!H35","v":46.388888888888886},{"$error":"#DIV/0!"}]
[null,null,null,null,null,null,null,null,null,null,null,null,null,null,null,null,null,null,null,null,{"$f":"'DHW Calculator'!E36","v":57},{"$f":"'DHW Calculator'!H36","v":45.833333333333336},{"$error":"#DIV/0!"}]
[null,null,null,null,null,null,null,null,null,null,null,null,null,null,null,null,null,null,null,null,{"$f":"'DHW Calculator'!E37","v":55},{"$f":"'DHW Calculator'!H37","v":45.277777777777779},{"$error":"#DIV/0!"}]
[null,null,null,null,null,null,null,null,null,null,null,null,null,null,null,null,null,null,null,null,{"$f":"'DHW Calculator'!E38","v":53},{"$f":"'DHW Calculator'!H38","v":44.722222222222221},{"$error":"#DIV/0!"}]
[null,null,null,null,null,null,null,null,null,null,null,null,null,null,null,null,null,null,null,null,{"$f":"'DHW Calculator'!E39","v":51},{"$f":"'DHW Calculator'!H39","v":44.166666666666664},{"$error":"#DIV/0!"}]
[null,null,null,null,null,null,null,null,null,null,null,null,null,null,null,null,null,null,null,null,{"$f":"'DHW Calculator'!E40","v":49},{"$f":"'DHW Calculator'!H40","v":43.611111111111114},{"$error":"#DIV/0!"}]
[null,null,null,null,null,null,null,null,null,null,null,null,null,null,null,null,null,null,null,null,{"$f":"'DHW Calculator'!E41","v":47},{"$f":"'DHW Calculator'!H41","v":43.055555555555557},{"$error":"#DIV/0!"}]
[null,null,null,null,null,null,null,null,null,null,null,null,null,null,null,null,null,null,null,null,{"$f":"'DHW Calculator'!E42","v":45},{"$f":"'DHW Calculator'!H42","v":42.5},{"$error":"#DIV/0!"}]
[null,null,null,null,null,null,null,null,null,null,null,null,null,null,null,null,null,null,null,null,{"$f":"'DHW Calculator'!E43","v":43},{"$f":"'DHW Calculator'!H43","v":41.944444444444443},{"$error":"#DIV/0!"}]
[null,null,null,null,null,null,null,null,null,null,null,null,null,null,null,null,null,null,null,null,{"$f":"'DHW Calculator'!E44","v":41},{"$f":"'DHW Calculator'!H44","v":41.388888888888886},{"$error":"#DIV/0!"}]
[null,null,null,null,null,null,null,null,null,null,null,null,null,null,null,null,null,null,null,null,{"$f":"'DHW Calculator'!E45","v":39},{"$f":"'DHW Calculator'!H45","v":40.833333333333336},{"$error":"#DIV/0!"}]
[null,null,null,null,null,null,null,null,null,null,null,null,null,null,null,null,null,null,null,null,{"$f":"'DHW Calculator'!E46","v":37},{"$f":"'DHW Calculator'!H46","v":40.277777777777779},{"$error":"#DIV/0!"}]
[null,null,null,null,null,null,null,null,null,null,null,null,null,null,null,null,null,null,null,null,{"$f":"'DHW Calculator'!E47","v":35},{"$f":"'DHW Calculator'!H47","v":39.722222222222221},{"$error":"#DIV/0!"}]
[null,null,null,null,null,null,null,null,null,null,null,null,null,null,null,null,null,null,null,null,{"$f":"'DHW Calculator'!E48","v":33},{"$f":"'DHW Calculator'!H48","v":39.166666666666664},{"$error":"#DIV/0!"}]
[null,null,null,null,null,null,null,null,null,null,null,null,null,null,null,null,null,null,null,null,{"$f":"'DHW Calculator'!E49","v":31},{"$f":"'DHW Calculator'!H49","v":38.611111111111114},{"$error":"#DIV/0!"}]
[null,null,null,null,null,null,null,null,null,null,null,null,null,null,null,null,null,null,null,null,{"$f":"'DHW Calculator'!E50","v":29},{"$f":"'DHW Calculator'!H50","v":38.055555555555557},{"$error":"#DIV/0!"}]
[null,null,null,null,null,null,null,null,null,null,null,null,null,null,null,null,null,null,null,null,{"$f":"'DHW Calculator'!E51","v":27},{"$f":"'DHW Calculator'!H51","v":37.5},{"$error":"#DIV/0!"}]
[null,null,null,null,null,null,null,null,null,null,null,null,null,null,null,null,null,null,null,null,{"$f":"'DHW Calculator'!E52","v":25},{"$f":"'DHW Calculator'!H52","v":36.944444444444443},{"$error":"#DIV/0!"}]
[null,null,null,null,null,null,null,null,null,null,null,null,null,null,null,null,null,null,null,null,{"$f":"'DHW Calculator'!E53","v":23},{"$f":"'DHW Calculator'!H53","v":36.388888888888886},{"$error":"#DIV/0!"}]
[null,null,null,null,null,null,null,null,null,null,null,null,null,null,null,null,null,null,null,null,{"$f":"'DHW Calculator'!E54","v":21},{"$f":"'DHW Calculator'!H54","v":35.833333333333336},{"$error":"#DIV/0!"}]
[null,null,null,null,null,null,null,null,null,null,null,null,null,null,null,null,null,null,null,null,{"$f":"'DHW Calculator'!E55","v":19},{"$f":"'DHW Calculator'!H55","v":35.277777777777779},{"$error":"#DIV/0!"}]
[null,null,null,null,null,null,null,null,null,null,null,null,null,null,null,null,null,null,null,null,{"$f":"'DHW Calculator'!E56","v":17},{"$f":"'DHW Calculator'!H56","v":34.722222222222221},{"$error":"#DIV/0!"}]
[null,null,null,null,null,null,null,null,null,null,null,null,null,null,null,null,null,null,null,null,{"$f":"'DHW Calculator'!E57","v":15},{"$f":"'DHW Calculator'!H57","v":34.166666666666664},{"$error":"#DIV/0!"}]
[null,null,null,null,null,null,null,null,null,null,null,null,null,null,null,null,null,null,null,null,{"$f":"'DHW Calculator'!E58","v":13},{"$f":"'DHW Calculator'!H58","v":33.611111111111114},{"$error":"#DIV/0!"}]
[null,null,null,null,null,null,null,null,null,null,null,null,null,null,null,null,null,null,null,null,{"$f":"'DHW Calculator'!E59","v":11},{"$f":"'DHW Calculator'!H59","v":33.055555555555557},{"$error":"#DIV/0!"}]
[null,null,null,null,null,null,null,null,null,null,null,null,null,null,null,null,null,null,null,null,{"$f":"'DHW Calculator'!E60","v":9},{"$f":"'DHW Calculator'!H60","v":32.5},{"$error":"#DIV/0!"}]
[null,null,null,null,null,null,null,null,null,null,null,null,null,null,null,null,null,null,null,null,{"$f":"'DHW Calculator'!E61","v":7},{"$f":"'DHW Calculator'!H61","v":31.944444444444443},{"$error":"#DIV/0!"}]
[null,null,null,null,null,null,null,null,null,null,null,null,null,null,null,null,null,null,null,null,{"$f":"'DHW Calculator'!E62","v":5},{"$f":"'DHW Calculator'!H62","v":31.388888888888889},{"$error":"#DIV/0!"}]
[null,null,null,null,null,null,null,null,null,null,null,null,null,null,null,null,null,null,null,null,{"$f":"'DHW Calculator'!E63","v":3},{"$f":"'DHW Calculator'!H63","v":30.833333333333332},{"$error":"#DIV/0!"}]
[null,null,null,null,null,null,null,null,null,null,null,null,null,null,null,null,null,null,null,null,{"$f":"'DHW Calculator'!E64","v":1},{"$f":"'DHW Calculator'!H64","v":30.277777777777779},{"$error":"#DIV/0!"}]
[null,null,null,null,null,null,null,null,null,null,null,null,null,null,null,null,null,null,null,null,{"$f":"'DHW Calculator'!E65","v":-1},{"$f":"'DHW Calculator'!H65","v":29.722222222222221},{"$f":"W53","v":{"$error":"#DIV/0!"}}]
[null,null,null,null,null,null,null,null,null,null,null,null,null,null,null,null,null,null,null,null,{"$f":"'DHW Calculator'!E66","v":-3},{"$f":"'DHW Calculator'!H66","v":29.166666666666668},{"$f":"W54","v":{"$error":"#DIV/0!"}}]
[null,null,null,null,null,null,null,null,null,null,null,null,null,null,null,null,null,null,null,null,{"$f":"'DHW Calculator'!E67","v":-5},{"$f":"'DHW Calculator'!H67","v":28.611111111111111},{"$error":"#DIV/0!"}]
[null,null,null,null,null,null,null,null,null,null,null,null,null,null,null,null,null,null,null,null,{"$f":"'DHW Calculator'!E68","v":-7},{"$f":"'DHW Calculator'!H68","v":28.055555555555557},{"$error":"#DIV/0!"}]
[null,null,null,null,null,null,null,null,null,null,null,null,null,null,null,null,null,null,null,null,{"$f":"'DHW Calculator'!E69","v":-9},{"$f":"'DHW Calculator'!H69","v":27.5},{"$error":"#DIV/0!"}]
[null,null,null,null,null,null,null,null,null,null,null,null,null,null,null,null,null,null,null,null,{"$f":"'DHW Calculator'!E70","v":-11},{"$f":"'DHW Calculator'!H70","v":26.944444444444443},{"$error":"#DIV/0!"}]
[null,null,null,null,null,null,null,null,null,null,null,null,null,null,null,null,null,null,null,null,{"$f":"'DHW Calculator'!E71","v":-13},{"$f":"'DHW Calculator'!H71","v":26.388888888888889},{"$error":"#DIV/0!"}]
[null,null,null,null,null,null,null,null,null,null,null,null,null,null,null,null,null,null,null,null,{"$f":"'DHW Calculator'!E72","v":-15},{"$f":"'DHW Calculator'!H72","v":25.833333333333332},{"$error":"#DIV/0!"}]
[null,null,null,null,null,null,null,null,null,null,null,null,null,null,null,null,null,null,null,null,{"$f":"'DHW Calculator'!E73","v":-17},{"$f":"'DHW Calculator'!H73","v":25.277777777777779},{"$error":"#DIV/0!"}]
[null,null,null,null,null,null,null,null,null,null,null,null,null,null,null,null,null,null,null,null,{"$f":"'DHW Calculator'!E74","v":-19},{"$f":"'DHW Calculator'!H74","v":24.722222222222221},{"$error":"#DIV/0!"}]
[null,null,null,null,null,null,null,null,null,null,null,null,null,null,null,null,null,null,null,null,{"$f":"'DHW Calculator'!E75","v":-21},{"$f":"'DHW Calculator'!H75","v":24.166666666666668},{"$error":"#DIV/0!"}]
[null,null,null,null,null,null,null,null,null,null,null,null,null,null,null,null,null,null,null,null,{"$f":"'DHW Calculator'!E76","v":-23},{"$f":"'DHW Calculator'!H76","v":23.611111111111111},{"$error":"#DIV/0!"}]

{"sheet":"Sample DHW HP Curves","index":4,"n_rows":12,"n_cols":22,"rows_kept":12,"cut":false,"hidden":false,"merged":[]}
["Sample DHW Heat Pump Curves",null,"AWHP","AWHP","AWHP","AWHP","WWHP","WWHP","WWHP","WWHP","WWHP","WWHP","WWHP","WWHP","WWHP","WWHP","WWHP","HPWH","WWHP","WWHP","WWHP","WWHP"]
["Temperature Bin degF","ENT-T","LG hydrokit: (1) ARUM048GSS5 + (1) ARNH423K3A4 "," LG hydrokit: (1) ARUM096BTE5 + (1) ARNH763K3A4 "," LG hydrokit: (1) ARUM168BTE5 + (2) ARNH763K3A4 "," LG hydrokit: (1) ARUM241BTE5 + (3) ARNH763K3A4 ","COLMAC CXW15 Singlepass","Enertech WV060 Multipass ELT=95F","WF NXW096 Multipass ELT=110F","WF NXW108 Multipass ELT=110F","WF NXW120 Multipass ELT=110F","WF NXW140 Multipass ELT=110F","WF NXW180 Multipass ELT=110F","WF NXW210 Multipass ELT=110F","WF NXW240 Multipass ELT=110F","WF NXW360 Multipass ELT=110F","WF NXW540 Multipass ELT=110F","Generic Estar Com HPWH Unit","NYLE C125W SinglePass ELT=50F","WF NEW040 MultiPassELT=90F","WF NEW050 MultiPass ELT=90F","WF NEW066 MultiPass ELT=90F"]
["0-10",5,2.06,2.2999999999999998,1.96,1.88,0.9,2.83,2.2000000000000002,2.2000000000000002,1.5,1.7,1.9,1.9,1.7,1.8,2,1,1.04,2.7625000000000006,3.0108749999999995,3.5590000000000006]
["10-20",15,2.31,2.46,2.1,2,1.2,3.03,2.5,2.5,1.8,2,2.1,2.2000000000000002,2,2.1,2.2000000000000002,1,1.39,3.1475000000000009,3.2291249999999994,3.8710000000000004]
["20-30",25,2.29,2.36,2.02,1.91,1.5,3.22,2.9,2.8,2.1,2.2999999999999998,2.2999999999999998,2.5,2.2999999999999998,2.4,2.5,1,1.73,3.5325000000000006,3.4473749999999996,4.1830000000000007]
["30-40",35,2.09,2.16,1.85,1.75,1.8,3.14,3.2,3,2.5,2.5,2.6,2.8,2.6,2.7,2.7,1,2.08,3.9175000000000004,3.6656249999999995,4.495000000000001]
["40-50",45,2.54,2.63,2.25,2.13,2.1,3.61,3.5,3.3,2.8,2.8,2.8,3.1,2.8,2.9,3,{"$f":"R8*0.9","v":2.1870000000000003},2.4300000000000002,4.3025000000000002,3.8838749999999997,4.8070000000000004]
["50-60",55,2.75,2.84,2.4300000000000002,2.2799999999999998,2.4,3.8,3.8,3.6,3.1,3.1,3.1,3.3,3.1,3.2,3.3,{"$f":"R9*0.9","v":2.4300000000000002},2.77,4.6875000000000009,4.1021249999999991,5.1190000000000007]
["60-70",65,2.99,3.06,2.62,2.4500000000000002,2.7,3.99,4.0999999999999996,3.9,3.4,3.4,3.3,3.6,3.4,3.5,3.5,{"$f":"R10*0.9","v":2.7},3.11,5.0725000000000007,4.3203749999999994,5.4310000000000009]
["70-80",75,3.15,3.21,2.76,2.57,3.1,4.1900000000000004,4.4000000000000004,4.0999999999999996,3.8,3.6,3.5,3.9,3.7,3.8,3.8,3,3.46,5.4575000000000014,4.5386249999999997,5.7430000000000003]
["80-90",85,3.33,3.38,2.9,2.69,3.4,4.38,4.7,4.4000000000000004,4.0999999999999996,3.9,3.8,4.2,3.9,4,4.0999999999999996,3.2,3.81,5.8425000000000011,4.756875,6.0550000000000006]
["90-100",95,3.53,3.56,3.07,2.83,3.7,4.58,5,4.7,4.4000000000000004,4.2,4,4.5,4.2,4.3,4.3,3.4,4.1500000000000004,6.2275000000000009,4.9751250000000002,6.3670000000000009]

{"sheet":"Baseline Adjustment Factors","index":5,"n_rows":16,"n_cols":8,"rows_kept":16,"cut":false,"hidden":true,"merged":[]}
[null,null,null,null,null,null,"Reference: Page 291; https://doe2.com/Download/DOE-21E/DOE-2SupplementVersion21E.pdf"]
["Definitions "]
["E","Entering",null,null,null,null,"DHW Type- Gas"]
["OAT","Outside Air Temp."]
["DB","Dry Bulb",null,null,null,"A","Energy Input Ratio (EIR) = f (PLR) "]
["WB","Wet Bulb",null,null,null,null,"Coefficient"]
["EWT","Entering Water Temperature"]
["PLR.","Part Load Ratio",null,null,null,null,"Default Coefficient"]
[null,null,null,null,null,null,"EIR Adj. = a + b(PLR) + c(PLR)^2 "]
[]
[null,null,null,null,null,null,"a",2.1826000000000002E-2]
[null,null,null,null,null,null,"b",0.97763]
[null,null,null,null,null,null,"c",5.4299999999999997E-4]
[null,null,null,null,null,null,"d",0]
[null,null,null,null,null,null,"e",0]
[null,null,null,null,null,null,"f",0]

{"sheet":"Proposed Adjustment Factors","index":6,"n_rows":53,"n_cols":8,"rows_kept":53,"cut":false,"hidden":true,"merged":[[11,6,11,7],[0,6,0,7]]}
[null,null,null,null,null,null,"Reference: Page 291; https://doe2.com/Download/DOE-21E/DOE-2SupplementVersion21E.pdf"]
["Definitions "]
["E","Entering"]
["OAT","Outside Air Temp."]
["DB","Dry Bulb"]
["WB","Wet Bulb",null,null,null,null,"Assumptions"]
["EWT","Entering Water Temperature"]
["PLR","Part Load Ratio",null,null,null,null,"DHW type-Heat Pump"]
[null,null,null,null,null,null,"OAT = Equipment Room Temperature"]
[]
[]
[null,null,null,null,null,null,"DHW Heat Pump Adjustment Factors"]
[]
[null,null,null,null,null,"A","Energy Input Ratio (EIR) = f (PLR) "]
[null,null,null,null,null,null,"Coefficient"]
[]
[null,null,null,null,null,null,"Default Coefficient"]
[null,null,null,null,null,null,"EIR Adj. = a + b(PLR) + c(PLR)^2 + d(PLR)^3 "]
[]
[null,null,null,null,null,null,"a",8.5652149999999996E-2]
[null,null,null,null,null,null,"b",0.93881371000000002]
[null,null,null,null,null,null,"c",-0.18343609999999999]
[null,null,null,null,null,null,"d",0.15897022]
[null,null,null,null,null,null,"e",0]
[null,null,null,null,null,null,"f",0]
[]
[null,null,null,null,null,"B","Energy Input Ratio (EIR) = f (OAT DB) "]
[null,null,null,null,null,null,"Coefficient"]
[]
[null,null,null,null,null,null,"Default Coefficient"]
[null,null,null,null,null,null,"EIR Adj. = a + b(OAT DB) + c(OAT DB)^2 + d(OAT DB)^3 "]
[]
[null,null,null,null,null,null,"a",2.1855478000000002]
[null,null,null,null,null,null,"b",-4.9471800000000003E-2]
[null,null,null,null,null,null,"c",7.0416999999999995E-4]
[null,null,null,null,null,null,"d",-4.0099999999999997E-6]
[null,null,null,null,null,null,"e",0]
[null,null,null,null,null,null,"f",0]
[]
[]
[]
[null,null,null,null,null,"C","Heating Rate Adjustment Ratio = f (OAT DB)"]
[null,null,null,null,null,null,"Coefficient"]
[]
[null,null,null,null,null,null,"Default Coefficient"]
[null,null,null,null,null,null,"Heating Rate Adj. = a + b(OAT DB) + c(OAT DB)^2 + d(OAT DB)^3 "]
[]
[null,null,null,null,null,null,"a",0.29495685999999999]
[null,null,null,null,null,null,"b",1.4253439999999999E-2]
[null,null,null,null,null,null,"c",-1.17E-5]
[null,null,null,null,null,null,"d",5.8999999999999996E-7]
[null,null,null,null,null,null,"e",0]
[null,null,null,null,null,null,"f",0]

{"sheet":"Results Summary","index":7,"n_rows":66,"n_cols":14,"rows_kept":66,"cut":false,"hidden":false,"merged":[[1,1,1,13],[5,5,8,9]]}
[]
[null,"SUMMARY"]
[null,"Technology","Material Cost","Labor Cost","Total Cost","Net MMBtu Savings","Heating Electrification Savings (kWh)","Peak Demand Savings (kW)","Gas Fuel savings (Therms)","Effective Useful Life (years)","Lifetime Net mmBTU Savings","Category Incentive Rate","Uncapped Incentive","Incentive Capping based on Installation Costs"]
[null,{"$f":"IF('Eqpt Schedule'!E5<>\"\",'Eqpt Schedule'!E5,\"\")&IF('Eqpt Schedule'!E6<>\"\",\", \"&'Eqpt Schedule'!E6,\"\")&IF('Eqpt Schedule'!E7<>\"\",\", \"&'Eqpt Schedule'!E7,\"\")&IF('Eqpt Schedule'!E8<>\"\",\", \"&'Eqpt Schedule'!E8,\"\")&IF('Eqpt Schedule'!E9<>\"\",\", \"&'Eqpt Schedule'!E9,\"\")&IF('Eqpt Schedule'!E10<>\"\",\", \"&'Eqpt Schedule'!E10,\"\")&IF('Eqpt Schedule'!E11<>\"\",\", \"&'Eqpt Schedule'!E11,\"\")&IF('Eqpt Schedule'!E12<>\"\",\", \"&'Eqpt Schedule'!E12,\"\")&IF('Eqpt Schedule'!E13<>\"\",\", \"&'Eqpt Schedule'!E13,\"\")&IF('Eqpt Schedule'!E14<>\"\",\", \"&'Eqpt Schedule'!E14,\"\")","v":""},null,null,{"$f":"IF(SUM(C4:D4)=0,\"\",SUM(C4:D4))","v":""},{"$f":"IF('DHW Bldg & Operation Data'!C24>0,'DHW Calculator'!Z77*C8,\"N/A\")","v":{"$error":"#N/A"}},{"$f":"IF(F4=\"N/A\",\"N/A\",'DHW Calculator'!W77*C8)","v":{"$error":"#N/A"}},{"$f":"IF(F4=\"N/A\",\"N/A\",'DHW Calculator'!X6)","v":{"$error":"#N/A"}},{"$f":"IF(F4=\"N/A\",\"N/A\",'DHW Calculator'!Y77*C8)","v":{"$error":"#N/A"}},{"$f":"'Eqpt Schedule'!AB4","v":{"$error":"#DIV/0!"}},{"$f":"IFERROR(F4*J4,\"\")","v":""},{"$f":"G18","v":{"$error":"#N/A"}},{"$f":"IFERROR(IF(RIGHT(L4,2)=\"DU\",H18*G15,H18*F4),\"\")","v":""},{"$f":"IF(F4=\"N/A\",\"N/A\",IF(E4=0,\"\",IFERROR(MIN(E4*C10,M4,E11),\"\")))","v":{"$error":"#N/A"}}]
[]
[]
[]
[null,"Safety Factor",0.9]
[null,null,null,"Con Ed","Others"]
[null,"Incentive Percentage Cap",{"$f":"IF(Utility=\"Con Edison\",D10,E10)","v":0.5},{"$f":"IF(AND(Utility=\"Con Edison\",'DHW Bldg & Operation Data'!C7=\"LMI\"),0.85,0.5)","v":0.5},{"$f":"IF(Utility=\"National Grid\",IF('DHW Bldg & Operation Data'!C7=\"DAC\",0.85,0.7),0.5)","v":0.5}]
[null,"Incentive Cap",{"$f":"IF(Utility=\"Con Edison\",D11,E11)","v":1000000},{"$f":"IF(AND(Utility=\"Con Edison\",'DHW Bldg & Operation Data'!C5=\"SMB\"),200000,1000000)","v":1000000},{"$f":"IF(Utility=\"National Grid\",50000,1000000)","v":1000000}]
[]
[null,"Code (old, see cell B41)","Description (old)","Incentive (old)"]
[null,"NYS","Cat 6 Incentive for Upstate Utilities",70]
[null,"NYS_DU","Cat 6 Incentive per Dwelling Unit",400,"per DU","No of MF Apartments",{"$f":"IF(LEFT('DHW Bldg & Operation Data'!$C$8,5)=\"Multi\",IF('DHW Bldg & Operation Data'!$C$8=\"Multifamily, Specify # of Occupants\",'DHW Bldg & Operation Data'!$C$11,'DHW Bldg & Operation Data'!$C$10),\"\")","v":""}]
[null,"CE_EXIST_ASHP",{"$f":"$G$19","v":""},{"$f":"J21+IF(AND('DHW Bldg & Operation Data'!$D$5<=L21,L21<>\"1/1/1900\",'DHW Bldg & Operation Data'!$D$5<>\"\"),K21,0)","v":{"$error":"#N/A"}},null,"Construction?",{"$f":"IF('DHW Bldg & Operation Data'!$C$9=\"New Construction\",\"NEW\",\"EXIST\")","v":"EXIST"}]
[null,"CE_NEW_ASHP",{"$f":"$G$19","v":""},{"$f":"J22+IF(AND('DHW Bldg & Operation Data'!$D$5<=L22,L22<>\"1/1/1900\",'DHW Bldg & Operation Data'!$D$5<>\"\"),K22,0)","v":{"$error":"#N/A"}},null,"HP Type",{"$f":"IF('DHW Bldg & Operation Data'!$C$26=\"Ground Source\",\"GSHP\",\"ASHP\")","v":"ASHP"}]
[null,"CE_EXIST_GSHP",{"$f":"$G$19","v":""},{"$f":"J23+IF(AND('DHW Bldg & Operation Data'!$D$5<=L23,L23<>\"1/1/1900\",'DHW Bldg & Operation Data'!$D$5<>\"\"),K23,0)","v":{"$error":"#N/A"}},null,"Incentive Code=",{"$f":"IF(G20=\"CE\",\"CE_\"&G16&\"_\"&G17,IF(G20=\"NG\",IF(AND(G19=\"MF\",G21=\"\"),\"NG_MF\",G20&G21),G20&G21))","v":{"$error":"#N/A"}},{"$f":"VLOOKUP(L4,$B$41:$D$53,3,FALSE)","v":{"$error":"#N/A"}}]
[null,"CE_NEW_GSHP",{"$f":"$G$19","v":""},{"$f":"J24+IF(AND('DHW Bldg & Operation Data'!$D$5<=L24,L24<>\"1/1/1900\",'DHW Bldg & Operation Data'!$D$5<>\"\"),K24,0)","v":{"$error":"#N/A"}},null,"Util Prog Code=",{"$f":"IF(OR('DHW Bldg & Operation Data'!$C$4=\"Con Edison\",'DHW Bldg & Operation Data'!$C$4=\"National Grid\"),'DHW Bldg & Operation Data'!$C$5,\"\")","v":""}]
[null,null,null,null,null,"Utility Label",{"$f":"VLOOKUP('DHW Bldg & Operation Data'!C4,'Results Summary'!F41:G45,2)","v":{"$error":"#N/A"}},"OFFSET =",{"$f":"VLOOKUP(G19,G27:H29,2,FALSE)","v":{"$error":"#N/A"}},"Base","LTO","LTO Date"]
[null,null,"Con Ed LTO Adder","Now from table below",null,"Test for DU adder for MF",{"$f":"IF(AND(G15>=5,G15<=100,G19=\"MF\"),\"_DU\",\"\")","v":""},null,{"$f":"B16","v":"CE_EXIST_ASHP"},{"$f":"OFFSET(C27,$I$20,0)","v":{"$error":"#N/A"}},{"$error":"#N/A"},{"$f":"OFFSET(F27,$I$20,0)","v":{"$error":"#N/A"}}]
[null,null,"Added on Dec-6-2024, fixed New GSHP on Jan-17-2025",null,null,null,null,null,{"$f":"B17","v":"CE_NEW_ASHP"},{"$error":"#N/A"},{"$error":"#N/A"},{"$f":"OFFSET(F28,$I$20,0)","v":{"$error":"#N/A"}}]
[null,null,"FIXED OVERALL LTO error on Jan-27-2025",null,null,null,null,null,{"$f":"B18","v":"CE_EXIST_GSHP"},{"$error":"#N/A"},{"$error":"#N/A"},{"$f":"OFFSET(F29,$I$20,0)","v":{"$error":"#N/A"}}]
[null,null,"Added Con Ed Program types Apr-3-2025",null,null,null,null,null,{"$f":"B19","v":"CE_NEW_GSHP"},{"$error":"#N/A"},{"$error":"#N/A"},{"$f":"OFFSET(F30,$I$20,0)","v":{"$error":"#N/A"}}]
[null,null,"Blank date not long applies LTO (Aug-27-2025)"]
[null,"Category 6 Incentives","Base","LTO","Total Incentive Rate","LTO Submission End Date",null,"Offset"]
[{"$f":"$G$27","v":"C&I"},"C&I ASHP Existing",{"$f":"IF('DHW Bldg & Operation Data'!C6=\"Phased\",70,200)","v":200},0,{"$f":"D27+C27","v":200},"2025-05-31","C&I",0]
[{"$f":"$G$27","v":"C&I"},"C&I ASHP New",null,0,{"$f":"D28+C28","v":0},"2025-05-31","SMB",4]
[{"$f":"$G$27","v":"C&I"},"C&I GSHP Existing",400,0,400,null,"MF",8]
[{"$f":"$G$27","v":"C&I"},"C&I GSHP New",175,0,175]
[{"$f":"$G$28","v":"SMB"},"SMB ASHP Existing",{"$f":"IF('DHW Bldg & Operation Data'!C6=\"Phased\",0,200)","v":200},0,200,"2025-05-31"]
[{"$f":"$G$28","v":"SMB"},"SMB ASHP New",null,0,0,"2025-05-31"]
[{"$f":"$G$28","v":"SMB"},"SMB GSHP Existing",400,0,400]
[{"$f":"$G$28","v":"SMB"},"SMB GSHP New",175,0,175]
[{"$f":"$G$29","v":"MF"},"MF ASHP Existing ",{"$f":"IF('DHW Bldg & Operation Data'!C6=\"Phased\",70,200)","v":200},0,200]
[{"$f":"$G$29","v":"MF"},"MF ASHP New",null,0,0]
[{"$f":"$G$29","v":"MF"},"MF GSHP Existing",400,0,400]
[{"$f":"$G$29","v":"MF"},"MF GSHP New",175,0,175]
[]
[null,"New Lookup Table as of Feb 2026"]
[null,"CH","100+ DHW",100,null,{"$f":"'Worksheet Data'!Z20","v":"Central Hudson"},"CH"]
[null,"AV","100+ DHW",70,null,{"$f":"'Worksheet Data'!AA20","v":"Con Edison"},"CE"]
[null,"OR","100+ DHW",70,null,{"$f":"'Worksheet Data'!AB20","v":"National Grid"},"NG"]
[null,"NG","100+ DHW for C&I and SMB",{"$f":"IF(AND('DHW Bldg & Operation Data'!$C$7=\"DAC\",'DHW Bldg & Operation Data'!C5=\"SMB\"),120,110)","v":110},null,{"$f":"'Worksheet Data'!AC20","v":"NYSEG/RGE"},"AV"]
[null,"NG_MF","100+ DHW for MF",70,null,{"$f":"'Worksheet Data'!AD20","v":"Orange & Rockland"},"OR"]
[null,"NG_DU","Ngrid per DU",600]
[null,"CH_DU","CH per DU",1250]
[null,"AV_DU","Avangrid per DU",400]
[null,"OR_DU","ORU per DU",400]
[null,{"$f":"B16","v":"CE_EXIST_ASHP"},"",{"$error":"#N/A"}]
[null,"CE_NEW_ASHP","",{"$error":"#N/A"}]
[null,"CE_EXIST_GSHP","",{"$error":"#N/A"}]
[null,"CE_NEW_GSHP","",{"$error":"#N/A"}]
[]
[]
[]
[]
[]
[]
[]
[null,"1M and 50%"]
[null,"Con Ed exceptions:"]
[null,"200k for SMB"]
[null,"85% for LMI MF"]
[null,"National Grid exceptions"]
[null,"DAC adds 10 for SMB"]

{"sheet":"Change Log","index":8,"n_rows":7,"n_cols":1,"rows_kept":7,"cut":false,"hidden":true,"merged":[[8,0,8,1],[0,0,0,1],[2,0,2,1],[3,0,3,1],[4,0,4,1],[5,0,5,1],[6,0,6,1],[7,0,7,1],[15,0,15,1],[16,0,16,1],[17,0,17,1],[9,0,9,1],[10,0,10,1],[11,0,11,1],[12,0,12,1],[13,0,13,1],[14,0,14,1]]}
["New York State Clean Heat Program\n\nCategory 6 - Custom Hot Water Heating Applications\n\nChange Log"]
[]
["V2, 11/29/2023: Changes since v1:"]
["Incorporated a recirculation loss factor, F_recirc, based on user input."]
["Updated the Building Type - dependent GPD Lookup table per ASHRAE and H. Henderson white paper (2023)."]
["Ease-of-use for COP assignment: three sample DHW HP curves have been addded to a sample curves tab."]
["Incentives updated to reflect NYS Clean Heat 2024 LTOs."]

{"sheet":"Weather Data","index":9,"n_rows":8778,"n_cols":136,"rows_kept":562,"cut":true,"hidden":true,"merged":[[15,78,15,80],[15,81,15,82],[15,83,15,84],[15,85,15,86],[15,87,15,88],[6,81,6,92],[6,93,6,104],[15,89,15,90],[15,91,15,92],[15,93,15,94],[15,95,15,96],[15,97,15,98],[15,99,15,100],[15,101,15,102],[15,103,15,104]],"bounds":{"rows_first":250,"rows_last":62,"rows_between":250,"halvings":3}}
[null,null,"Bin difference check",null,null,null,null,null,null,55,65]
[null,null,"Weedkay vs. Weekend","total # hours","# occupied hours","# hours unoccupied hrs","1st Q","Median","3rd Quartile","# hrs below 55 °F","# hrs above 65 °F"]
[null,null,"NYC Lag",{"$f":"COUNT(C19:C8778)","v":8760},{"$f":"CC81","v":0},{"$f":"CD81","v":8760},{"$f":"_xlfn.QUARTILE.EXC($E19:$E8778,1)","v":41.36},{"$f":"_xlfn.QUARTILE.EXC($E19:$E8778,2)","v":55.94},{"$f":"_xlfn.QUARTILE.EXC($E19:$E8778,3)","v":71.960000000000008},{"$f":"COUNTIFS($E$19:$E$8778, \"<=\"&$J$1)","v":4113},{"$f":"COUNTIFS($E$19:$E$8778, \">=\"&$K$1)","v":3092}]
[null,null,"NYC Central Park",{"$f":"COUNT(I19:I8778)","v":8760},{"$f":"CE81","v":{"$error":"#N/A"}},{"$f":"CF81","v":0},{"$f":"_xlfn.QUARTILE.EXC($K19:$K8778,1)","v":41},{"$f":"_xlfn.QUARTILE.EXC($K19:$K8778,2)","v":55.94},{"$f":"_xlfn.QUARTILE.EXC($K19:$K8778,3)","v":71.06},{"$f":"COUNTIFS($K$19:$K$8778, \"<=\"&$J$1)","v":4196},{"$f":"COUNTIFS($K$19:$K$8778, \">=\"&$K$1)","v":2997}]
[null,null,"White Plains",{"$f":"COUNT(O19:O8778)","v":8760},{"$f":"CG81","v":0},{"$f":"CH81","v":0},{"$f":"_xlfn.QUARTILE.EXC($Q19:$Q8778,1)","v":39.019999999999996},{"$f":"_xlfn.QUARTILE.EXC($Q19:$Q8778,2)","v":53.06},{"$f":"_xlfn.QUARTILE.EXC($Q19:$Q8778,3)","v":66.92},{"$f":"COUNTIFS($Q$19:$Q$8778, \"<=\"&$J$1)","v":4559},{"$f":"COUNTIFS($Q$19:$Q$8778, \">=\"&$K$1)","v":2490}]
[null,null,"NYC JFK",{"$f":"COUNT(U19:U8778)","v":8760},{"$f":"CI81","v":0},{"$f":"CJ81","v":8760},{"$f":"_xlfn.QUARTILE.EXC($W19:$W8778,1)","v":41.36},{"$f":"_xlfn.QUARTILE.EXC($W19:$W8778,2)","v":55.94},{"$f":"_xlfn.QUARTILE.EXC($W19:$W8778,3)","v":69.98},{"$f":"COUNTIFS($W$19:$W$8778, \"<=\"&$J$1)","v":4229},{"$f":"COUNTIFS($W$19:$W$8778, \">=\"&$K$1)","v":2876}]
[null,null,null,null,null,null,null,null,null,null,null,null,null,null,null,null,null,null,null,null,null,null,null,null,null,null,null,null,null,null,null,null,null,null,null,null,null,null,null,null,null,null,null,null,null,null,null,null,null,null,null,null,null,null,null,null,null,null,null,null,null,null,null,null,null,null,null,null,null,null,null,null,null,null,null,null,null,null,null,null,null,"Occupied",null,null,null,null,null,null,null,null,null,null,null,"Unoccupied"]
[null,null,null,null,null,null,null,null,null,null,null,null,null,null,null,null,null,null,null,null,null,null,null,null,null,null,null,null,null,null,null,null,null,null,null,null,null,null,null,null,null,null,null,null,null,null,null,null,null,null,null,null,null,null,null,null,null,null,null,null,null,null,null,null,null,null,null,null,null,null,null,null,null,null,null,null,null,null,null,null,"Bin Temp",{"$f":"$CD$16","v":"NYC Laguardia"},{"$f":"$CF$16","v":"NYC JFK"},{"$f":"$CH$16","v":"White Plains WCA"},{"$f":"$CJ$16","v":"NYC Central Park"},{"$f":"$CL$16","v":"Islip"},{"$f":"CN16","v":"Poughkeepsie"},{"$f":"CP16","v":"Binghamton"},{"$f":"CR16","v":"Albany"},{"$f":"CT16","v":"Syracuse"},{"$f":"CV16","v":"Buffalo"},{"$f":"CX16","v":"Rochester"},{"$f":"CZ16","v":"Massena"},{"$f":"$CD$16","v":"NYC Laguardia"},{"$f":"$CF$16","v":"NYC JFK"},{"$f":"$CH$16","v":"White Plains WCA"},{"$f":"$CJ$16","v":"NYC Central Park"},{"$f":"CH8","v":"Islip"},{"$f":"CI8","v":"Poughkeepsie"},"Binghamton","Albany","Syracuse","Buffalo","Rochester","Massena"]
[null,"TMY Data Source","TMYx",{"$f":"IF(C9=\"TMY3\",1,2)","v":2},null,null,0.25,0.5,0.75,null,null,null,null,null,null,null,null,null,null,null,null,null,null,null,null,null,null,null,null,null,null,null,null,null,null,null,null,null,null,null,null,null,null,null,null,null,null,null,null,null,null,null,null,null,null,null,null,null,null,null,null,null,null,null,null,null,null,null,null,null,null,null,null,"ACTIVE",null,null,null,null,null,null,"Max",{"$f":"CB19","v":99},{"$f":"CB21","v":95},{"$f":"CB20","v":97},{"$f":"CB19","v":99},{"$f":"CB20","v":97},{"$f":"CB22","v":93},{"$f":"CB22","v":93},{"$f":"CB20","v":97},{"$f":"CB20","v":97},{"$f":"CB24","v":89},{"$f":"CB21","v":95},{"$f":"CB22","v":93},{"$f":"CB25","v":87},{"$f":"CB24","v":89},{"$f":"CB20","v":97},{"$f":"CB23","v":91},{"$f":"CB23","v":91},{"$f":"CB24","v":89},{"$f":"CB26","v":85},{"$f":"CB25","v":87},{"$f":"CB25","v":87},{"$f":"CB25","v":87},{"$f":"CB22","v":93},{"$f":"CB23","v":91}]
[null,"TMYx data starts in cell DU18",null,null,null,null,null,null,null,null,null,null,null,null,null,null,null,null,null,null,null,null,null,null,null,null,null,null,null,null,null,null,null,null,null,null,null,null,null,null,null,null,null,null,null,null,null,null,null,null,null,null,null,null,null,null,null,null,null,null,null,null,null,null,null,null,null,null,null,null,null,null,null,"TMAIN",null,null,null,null,null,null,"Min",{"$f":"CB66","v":5},{"$f":"CB67","v":3},{"$f":"CB68","v":1},{"$f":"CB65","v":7},{"$f":"CB65","v":7},{"$f":"CB74","v":-11},{"$f":"CB72","v":-7},{"$f":"CB70","v":-3},{"$f":"CB72","v":-7},{"$f":"CB70","v":-3},{"$f":"CB71","v":-5},{"$f":"CB80","v":-23},{"$f":"CB66","v":5},{"$f":"CB67","v":3},{"$f":"CB68","v":1},{"$f":"CB64","v":9},{"$f":"CB65","v":7},{"$f":"CB74","v":-11},{"$f":"CB72","v":-7},{"$f":"CB70","v":-3},{"$f":"CB70","v":-3},{"$f":"CB68","v":1},{"$f":"CB70","v":-3},{"$f":"CB80","v":-23}]
[null,null,null,null,null,null,null,null,null,null,null,null,null,null,null,null,null,null,null,null,null,null,null,null,null,null,null,null,null,null,null,null,null,null,null,null,null,null,null,null,null,null,null,null,null,null,null,null,null,null,null,null,null,null,null,null,null,null,null,null,null,null,null,null,null,null,null,null,null,null,null,null,null,{"$f":"'DHW Calculator'!A14","v":""}]
[null,null,null,null,"WEEKDAY",{"$f":"COUNTIF(F$19:F$8780,E12)","v":6240},{"$f":"F12/24","v":260},null,null,null,"WEEKDAY",{"$f":"COUNTIF(L$19:L$8780,K12)","v":0},{"$f":"L12/24","v":0},null,null,null,"WEEKDAY",{"$f":"COUNTIF(R$19:R$8780,Q12)","v":0},{"$f":"R12/24","v":0},null,null,null,"WEEKDAY",{"$f":"COUNTIF(X$19:X$8780,W12)","v":0},{"$f":"X12/24","v":0},null,null,null,null,null,null,null,null,null,null,null,null,null,null,null,null,null,null,null,null,null,null,null,null,null,null,null,null,null,null,null,null,null,null,null,null,null,null,null,null,null,null,null,null,null,null,null,"AVG",{"$f":"INDEX(TableT_MainLookup[T_Main],MATCH(ASHRAE_Location,TableT_MainLookup[Weather Station],0))","v":{"$error":"#N/A"}},null,null,null,null,null,null,"Hours Over 90F",{"$f":"SUM(CD18:CD23)","v":40},null,21,null,7,null,29,null,17,null,22,null,0,null,13,null,16,null,0,null,3,null,9]
[null,null,null,null,"SATURDAY",{"$f":"COUNTIF(F$19:F$8780,E13)","v":1272},{"$f":"F13/24","v":53},null,null,null,"SATURDAY",{"$f":"COUNTIF(L$19:L$8780,K13)","v":0},{"$f":"L13/24","v":0},null,null,null,"SATURDAY",{"$f":"COUNTIF(R$19:R$8780,Q13)","v":0},{"$f":"R13/24","v":0},null,null,null,"SATURDAY",{"$f":"COUNTIF(X$19:X$8780,W13)","v":0},{"$f":"X13/24","v":0},null,null,null,null,null,null,null,null,null,null,null,null,null,null,null,null,null,null,null,null,null,null,null,null,null,null,null,null,null,null,null,null,null,null,null,null,null,null,null,null,null,null,null,null,null,null,null,"Swing",{"$f":"INDEX(TableT_MainLookup[Amplitude],MATCH(ASHRAE_Location,TableT_MainLookup[Weather Station],0))","v":{"$error":"#N/A"}},null,null,null,null,null,null,"Hours Under 60F",{"$f":"SUM(CD39:CD80)","v":4808},null,{"$f":"SUM(CF39:CF80)","v":4941},null,5326,null,4902,null,5199,null,5403,null,6025,null,5455,null,5616,null,5651,null,5649,null,5995]
[null,null,null,null,"SUNDAY",{"$f":"COUNTIF(F$19:F$8780,E14)","v":1248},{"$f":"F14/24","v":52},null,null,null,"SUNDAY",{"$f":"COUNTIF(L$19:L$8780,K14)","v":0},{"$f":"L14/24","v":0},null,null,null,"SUNDAY",{"$f":"COUNTIF(R$19:R$8780,Q14)","v":0},{"$f":"R14/24","v":0},null,null,null,"SUNDAY",{"$f":"COUNTIF(X$19:X$8780,W14)","v":0},{"$f":"X14/24","v":0},null,null,null,null,null,null,null,null,null,null,null,null,null,null,null,null,null,null,null,null,null,null,null,null,null,null,null,null,null,null,null,null,null,null,null,null,null,null,null,null,null,null,null,null,null,null,null,"Days",{"$f":"INDEX(TableT_MainLookup[Days],MATCH(ASHRAE_Location,TableT_MainLookup[Weather Station],0))","v":{"$error":"#N/A"}},null,null,null,null,null,null,"Hours Under 10F",{"$f":"SUM(CD63:CD80)","v":24},null,{"$f":"SUM(CF63:CF80)","v":3},null,9,null,0,null,16,null,98,null,174,null,180,null,202,null,61,null,51,null,488]
[null,null,null,null,"ALL",{"$f":"SUM(F12:F14)","v":8760},{"$f":"SUM(G12:G14)","v":365},null,null,null,"ALL",{"$f":"SUM(L12:L14)","v":0},{"$f":"SUM(M12:M14)","v":0},null,null,null,"ALL",{"$f":"SUM(R12:R14)","v":0},{"$f":"SUM(S12:S14)","v":0},null,null,null,"ALL",{"$f":"SUM(X12:X14)","v":0},{"$f":"SUM(Y12:Y14)","v":0},null,null,null,null,null,null,null,null,null,null,null,null,null,null,null,null,null,null,null,null,null,null,null,null,null,null,null,null,null,null,null,null,null,null,null,null,null,null,null,null,null,null,null,null,null,null,null,null,null,null,null,null,null,null,null,"Hours under 0F",{"$f":"SUM(CD69:CD80)","v":0},null,{"$f":"SUM(CF69:CF80)","v":0},null,0,null,0,null,0,null,10,null,38,null,20,null,73,null,0,null,0,null,140]
[null,null,null,null,{"$f":"'Worksheet Data'!M2","v":"NYC Laguardia"},null,null,null,null,null,"NYC Central Park",null,null,null,null,null,{"$f":"'Worksheet Data'!M5","v":"White Plains WCA"},null,null,null,null,null,{"$f":"'Worksheet Data'!M4","v":"NYC Central Park"},null,null,null,null,null,null,null,null,null,null,null,null,null,null,null,null,null,null,null,null,null,null,null,null,null,null,null,null,null,null,null,null,null,null,null,null,null,null,null,null,null,null,null,null,null,null,null,null,null,null,null,null,null,null,null,"8760 BIN Data",null,null,"NYC Laguardia",null,"NYC JFK",null,"White Plains WCA",null,"NYC Central Park",null,"Islip",null,"Poughkeepsie",null,"Binghamton",null,"Albany",null,"Syracuse",null,"Buffalo",null,"Rochester",null,"Massena",null,null,null,null,"Building Type:","Multifamily"]
[null,725030,"NEW YORK LAGUARDIA ARPT",null,null,null,null,725033,"NEW YORK CENTRAL PRK OBS BELV",null,null,null,null,725037,"WHITE PLAINS WESTCHESTER CO A",null,null,null,null,744860,"NEW YORK J F KENNEDY INT'L AR",null,null,null,null,725035,"ISLIP LONG ISL MACARTHUR AP",null,null,null,null,725036,"POUGHKEEPSIE DUTCHESS CO AP",null,null,null,null,725150,"BINGHAMTON EDWIN A LINK FIELD",null,null,null,null,725180,"ALBANY COUNTY AP",null,null,null,null,725190,"SYRACUSE HANCOCK INT'L ARPT",null,null,null,null,725280,"BUFFALO NIAGARA INTL AP",null,null,null,null,725290,"ROCHESTER GREATER ROCHESTER I",null,null,null,null,726223,"MASSENA AP",null,null,null,null,null,null,null,null,null,"Low Temp","Mid Point","High Temp",{"$f":"CD16&\" On\"","v":"NYC Laguardia On"},{"$f":"CD17&\" TMAIN\"","v":"NYC Laguardia On TMAIN"},{"$f":"CF16&\" On\"","v":"NYC JFK On"},{"$f":"CF17&\" TMAIN\"","v":"NYC JFK On TMAIN"},{"$f":"CH16&\" On\"","v":"White Plains WCA On"},{"$f":"CH17&\" TMAIN\"","v":"White Plains WCA On TMAIN"},{"$f":"CJ16&\" On\"","v":"NYC Central Park On"},{"$f":"CJ17&\" TMAIN\"","v":"NYC Central Park On TMAIN"},{"$f":"CL16&\" On\"","v":"Islip On"},{"$f":"CL17&\" TMAIN\"","v":"Islip On TMAIN"},{"$f":"CN16&\" On\"","v":"Poughkeepsie On"},{"$f":"CN17&\" TMAIN\"","v":"Poughkeepsie On TMAIN"},{"$f":"CP16&\" On\"","v":"Binghamton On"},{"$f":"CP17&\" TMAIN\"","v":"Binghamton On TMAIN"},{"$f":"CR16&\" On\"","v":"Albany On"},{"$f":"CR17&\" TMAIN\"","v":"Albany On TMAIN"},{"$f":"CT16&\" On\"","v":"Syracuse On"},{"$f":"CT17&\" TMAIN\"","v":"Syracuse On TMAIN"},{"$f":"CV16&\" On\"","v":"Buffalo On"},{"$f":"CV17&\" TMAIN\"","v":"Buffalo On TMAIN"},{"$f":"CX16&\" On\"","v":"Rochester On"},{"$f":"CX17&\" TMAIN\"","v":"Rochester On TMAIN"},{"$f":"CZ16&\" On\"","v":"Massena On"},{"$f":"CZ17&\" TMAIN\"","v":"Massena On TMAIN"},null,null,null,"Hour (Time of Day)","DHW Schedule",null,null,null,"Weekday",null,null,null,null,null,null,null,null,null,null,"TMYx Data (extracted from TMYx2009-2023_epw.xlsx)"]
[null,"Date (MM/DD/YYYY)","Time (HH:MM)","Dry-bulb (C)","DB (F)","Week Day","Occupied?","Date (MM/DD/YYYY)","Time (HH:MM)","Dry-bulb (C)","DB (F)",null,"Occupied?","Date (MM/DD/YYYY)","Time (HH:MM)","Dry-bulb (C)","DB (F)",null,"Occupied?","Date (MM/DD/YYYY)","Time (HH:MM)","Dry-bulb (C)","DB (F)",null,"Occupied?","Date (MM/DD/YYYY)","Time (HH:MM)","Dry-bulb (C)","DB (F)","DB (F)","Occupied?","Date (MM/DD/YYYY)","Time (HH:MM)","Dry-bulb (C)","DB (F)",null,"Occupied?","Date (MM/DD/YYYY)","Time (HH:MM)","Dry-bulb (C)","DB (F)",null,"Occupied?","Date (MM/DD/YYYY)","Time (HH:MM)","Dry-bulb (C)","DB (F)",null,"Occupied?","Date (MM/DD/YYYY)","Time (HH:MM)","Dry-bulb (C)","DB (F)","DB (F)","Occupied?","Date (MM/DD/YYYY)","Time (HH:MM)","Dry-bulb (C)","DB (F)",null,"Occupied?","Date (MM/DD/YYYY)","Time (HH:MM)","Dry-bulb (C)","DB (F)",null,"Occupied?","Date (MM/DD/YYYY)","Time (HH:MM)","Dry-bulb (C)","DB (F)",null,"Occupied?",null,null,null,null,null,100,101,102,{"$f":"COUNTIFS($E$19:$E$8778, \">=\"&$CA18, $E$19:$E$8778, \"<\"&$CC18, $G$19:$G$8778, \"On\")","v":0},{"$f":"SUMIFS($BV$19:$BV$8778,$E$19:$E$8778, \">=\"&$CA18, $E$19:$E$8778, \"<\"&$CC18, $G$19:$G$8778, \"ON\")/(CD18+1E-30)","v":0},{"$f":"COUNTIFS($W$19:$W$8778, \">=\"&$CA18, $W$19:$W$8778, \"<\"&$CC18, $G$19:$G$8778, \"On\")","v":0},{"$f":"SUMIFS($BV$19:$BV$8778,$W$19:$W$8778, \">=\"&$CA18, $W$19:$W$8778, \"<\"&$CC18, $G$19:$G$8778, \"On\")/(CF18+1E-30)","v":0},{"$f":"COUNTIFS($Q$19:$Q$8778, \">=\"&$CA18, $Q$19:$Q$8778, \"<\"&$CC18, $G$19:$G$8778, \"On\")","v":0},{"$f":"SUMIFS($BV$19:$BV$8778,$Q$19:$Q$8778, \">=\"&$CA18, $Q$19:$Q$8778, \"<\"&$CC18, $G$19:$G$8778, \"On\")/(CH18+1E-30)","v":0},{"$f":"COUNTIFS($K$19:$K$8778, \">=\"&$CA18, $K$19:$K$8778, \"<\"&$CC18, $G$19:$G$8778, \"On\")","v":0},{"$f":"SUMIFS($BV$19:$BV$8778,$K$19:$K$8778, \">=\"&$CA18, $K$19:$K$8778, \"<\"&$CC18, $G$19:$G$8778, \"On\")/(CJ18+1E-30)","v":0},{"$f":"COUNTIFS($AC$19:$AC$8778, \">=\"&$CA18, $AC$19:$AC$8778, \"<\"&$CC18, $G$19:$G$8778, \"On\")","v":0},{"$f":"SUMIFS($BV$19:$BV$8778,$AC$19:$AC$8778, \">=\"&$CA18, $AC$19:$AC$8778, \"<\"&$CC18, $G$19:$G$8778, \"On\")/(CL18+1E-30)","v":0},{"$f":"COUNTIFS($AI$19:$AI$8778, \">=\"&$CA18, $AI$19:$AI$8778, \"<\"&$CC18, $G$19:$G$8778, \"On\")","v":0},{"$f":"SUMIFS($BV$19:$BV$8778,$AI$19:$AI$8778, \">=\"&$CA18, $AI$19:$AI$8778, \"<\"&$CC18, $G$19:$G$8778, \"On\")/(CN18+1E-30)","v":0},{"$f":"COUNTIFS($AO$19:$AO$8778, \">=\"&$CA18, $AO$19:$AO$8778, \"<\"&$CC18, $G$19:$G$8778, \"On\")","v":0},{"$f":"SUMIFS($BV$19:$BV$8778,$AO$19:$AO$8778, \">=\"&$CA18, $AO$19:$AO$8778, \"<\"&$CC18, $G$19:$G$8778, \"On\")/(CP18+1E-30)","v":0},{"$f":"COUNTIFS($AU$19:$AU$8778, \">=\"&$CA18, $AU$19:$AU$8778, \"<\"&$CC18, $G$19:$G$8778, \"On\")","v":0},{"$f":"SUMIFS($BV$19:$BV$8778,$AU$19:$AU$8778, \">=\"&$CA18, $AU$19:$AU$8778, \"<\"&$CC18, $G$19:$G$8778, \"On\")/(CR18+1E-30)","v":0},{"$f":"COUNTIFS($BA$19:$BA$8778, \">=\"&$CA18, $BA$19:$BA$8778, \"<\"&$CC18, $G$19:$G$8778, \"On\")","v":0},{"$f":"SUMIFS($BV$19:$BV$8778,$BA$19:$BA$8778, \">=\"&$CA18, $BA$19:$BA$8778, \"<\"&$CC18, $G$19:$G$8778, \"On\")/(CT18+1E-30)","v":0},{"$f":"COUNTIFS($BG$19:$BG$8778, \">=\"&$CA18, $BG$19:$BG$8778, \"<\"&$CC18, $G$19:$G$8778, \"On\")","v":0},{"$f":"SUMIFS($BV$19:$BV$8778,$BG$19:$BG$8778, \">=\"&$CA18, $BG$19:$BG$8778, \"<\"&$CC18, $G$19:$G$8778, \"On\")/(CV18+1E-30)","v":0},{"$f":"COUNTIFS($BM$19:$BM$8778, \">=\"&$CA18, $BM$19:$BM$8778, \"<\"&$CC18, $G$19:$G$8778, \"On\")","v":0},{"$f":"SUMIFS($BV$19:$BV$8778,$BM$19:$BM$8778, \">=\"&$CA18, $BM$19:$BM$8778, \"<\"&$CC18, $G$19:$G$8778, \"On\")/(CX18+1E-30)","v":0},{"$f":"COUNTIFS($BS$19:$BS$8778, \">=\"&$CA18, $BS$19:$BS$8778, \"<\"&$CC18, $G$19:$G$8778, \"On\")","v":0},{"$f":"SUMIFS($BV$19:$BV$8778,$BS$19:$BS$8778, \">=\"&$CA18, $BS$19:$BS$8778, \"<\"&$CC18, $G$19:$G$8778, \"On\")/(CZ18+1E-30)","v":0},null,null,null,null,"Weekday","Sat","Sunday",null,2,null,null,null,null,null,null,null,null,null,null,"NYC Laguardia","NYC Central Park","White Plains WCA","NYC JFK","Islip","Poughkeepsie","Binghamton","Albany","Syracuse","Buffalo","Rochester","Massena"]
[{"$f":"1/24","v":4.1666666666666664E-2},"2011-01-01","01:00:00",-2.2000000000000002,{"$f":"CONVERT(CHOOSE($D$9,D19,DU19), \"C\", \"F\")","v":46.94},{"$f":"IF(WEEKDAY(B19)=1,\"SUNDAY\",IF(WEEKDAY(B19)=7,\"SATURDAY\",\"WEEKDAY\"))","v":"SATURDAY"},{"$f":"IFERROR(IF(F19=\"WEEKDAY\",VLOOKUP(C19,$DE$19:$DH$42,2),IF(F19=\"SATURDAY\",VLOOKUP(C19,$DE$19:$DH$42,3),VLOOKUP(C19,$DE$19:$DH$42,4))),\"On\")","v":"On"},"1976-01-01","01:00:00",2.2000000000000002,{"$f":"CONVERT(CHOOSE($D$9,J19,DV19), \"C\", \"F\")","v":32.54},null,null,"2003-01-01","01:00:00",7,{"$f":"CONVERT(CHOOSE($D$9,P19,DW19), \"C\", \"F\")","v":26.96},null,null,"1999-01-01","01:00:00",-4.4000000000000004,{"$f":"CONVERT(CHOOSE($D$9,V19,DX19), \"C\", \"F\")","v":34.700000000000003},null,null,null,null,-4.4000000000000004,{"$f":"CONVERT(CHOOSE($D$9,AB19,DY19), \"C\", \"F\")","v":39.92},null,null,null,null,2,{"$f":"CONVERT(CHOOSE($D$9,AH19,DZ19), \"C\", \"F\")","v":33.979999999999997},null,null,null,null,-0.6,{"$f":"CONVERT(CHOOSE($D$9,AN19,EA19), \"C\", \"F\")","v":33.44},null,null,null,null,0.6,{"$f":"CONVERT(CHOOSE($D$9,AT19,EB19), \"C\", \"F\")","v":28.4},null,null,null,null,-1.1000000000000001,{"$f":"CONVERT(CHOOSE($D$9,AZ19,EC19), \"C\", \"F\")","v":30.2},null,null,null,null,-0.6,{"$f":"CONVERT(CHOOSE($D$9,BF19,ED19), \"C\", \"F\")","v":32.72},null,null,null,null,-2.2000000000000002,{"$f":"CONVERT(CHOOSE($D$9,BL19,EE19), \"C\", \"F\")","v":33.619999999999997},null,null,null,null,0,{"$f":"CONVERT(CHOOSE($D$9,BR19,EF19), \"C\", \"F\")","v":32.18},null,null,{"$f":"$BV$12-($BV$13/2)*COS((A19-$BV$14)*(2*PI()/365))","v":{"$error":"#N/A"}},null,null,null,null,98,99,100,0,0,0,0,0,0,0,0,0,0,0,0,0,0,0,0,0,0,0,0,0,0,0,0,null,null,null,"01:00:00","On","On","On",null,3,null,null,null,null,null,null,null,null,null,1,8.3000000000000007,0.3,-2.8,1.5,4.4000000000000004,1.1000000000000001,0.8,-2,-1,0.4,0.9,0.1]
[{"$f":"A19+1/24","v":8.3333333333333329E-2},"2011-01-01","02:00:00",-2.2000000000000002,{"$f":"CONVERT(CHOOSE($D$9,D20,DU20), \"C\", \"F\")","v":46.94},"SATURDAY","On","1976-01-01","02:00:00",2.2000000000000002,{"$f":"CONVERT(CHOOSE($D$9,J20,DV20), \"C\", \"F\")","v":35.06},null,null,"2003-01-01","02:00:00",7,{"$f":"CONVERT(CHOOSE($D$9,P20,DW20), \"C\", \"F\")","v":28.04},null,null,"1999-01-01","02:00:00",-4.4000000000000004,{"$f":"CONVERT(CHOOSE($D$9,V20,DX20), \"C\", \"F\")","v":33.619999999999997},null,null,null,null,-3.9,{"$f":"CONVERT(CHOOSE($D$9,AB20,DY20), \"C\", \"F\")","v":39.92},null,null,null,null,1,{"$f":"CONVERT(CHOOSE($D$9,AH20,DZ20), \"C\", \"F\")","v":34.520000000000003},null,null,null,null,-0.6,{"$f":"CONVERT(CHOOSE($D$9,AN20,EA20), \"C\", \"F\")","v":33.44},null,null,null,null,0,{"$f":"CONVERT(CHOOSE($D$9,AT20,EB20), \"C\", \"F\")","v":28.4},null,null,null,null,-0.9,{"$f":"CONVERT(CHOOSE($D$9,AZ20,EC20), \"C\", \"F\")","v":32},null,null,null,null,-0.6,{"$f":"CONVERT(CHOOSE($D$9,BF20,ED20), \"C\", \"F\")","v":32.54},null,null,null,null,-2,{"$f":"CONVERT(CHOOSE($D$9,BL20,EE20), \"C\", \"F\")","v":33.44},null,null,null,null,-1.1000000000000001,{"$f":"CONVERT(CHOOSE($D$9,BR20,EF20), \"C\", \"F\")","v":32.54},null,null,{"$error":"#N/A"},null,null,null,null,96,97,98,2,{"$error":"#N/A"},0,0,0,0,1,{"$error":"#N/A"},2,{"$error":"#N/A"},0,0,0,0,0,0,0,0,0,0,0,0,0,0,null,null,null,"02:00:00","On","On","On",null,4,null,null,null,null,null,null,null,null,null,2,8.3000000000000007,1.7,-2.2000000000000002,0.9,4.4000000000000004,1.4,0.8,-2,0,0.3,0.8,0.3]
[{"$f":"A20+1/24","v":0.125},"2011-01-01","03:00:00",-2.2000000000000002,51.08,"SATURDAY","On","1976-01-01","03:00:00",1.7,35.06,null,null,"2003-01-01","03:00:00",7,28.04,null,null,"1999-01-01","03:00:00",-3.9,33.08,null,null,null,null,-3.9,39.019999999999996,null,null,null,null,3,34.700000000000003,null,null,null,null,-1.7,33.44,null,null,null,null,-0.6,28.4,null,null,null,null,-0.8,28.94,null,null,null,null,-1.1000000000000001,32.36,null,null,null,null,-1.9,33.26,null,null,null,null,-1.1000000000000001,32.9,null,null,{"$error":"#N/A"},null,null,null,null,{"$f":"CB21-1","v":94},95,96,2,{"$error":"#N/A"},2,{"$error":"#N/A"},0,0,1,{"$error":"#N/A"},3,{"$error":"#N/A"},0,0,0,0,0,0,0,0,0,0,0,0,0,0,null,null,null,"03:00:00","On","On","On",null,5,null,null,null,null,null,null,null,null,null,3,10.6,1.7,-2.2000000000000002,0.6,3.9,1.5,0.8,-2,-1.7,0.2,0.7,0.5]
[0.16666666666666666,"2011-01-01","04:00:00",-2.8,51.980000000000004,"SATURDAY","On","1976-01-01","04:00:00",1.1000000000000001,35.06,null,null,"2003-01-01","04:00:00",6.5,30.02,null,null,"1999-01-01","04:00:00",-3.3,32.54,null,null,null,null,-4.4000000000000004,39.92,null,null,null,null,4,35.96,null,null,null,null,-2.2000000000000002,33.26,null,null,null,null,-1.1000000000000001,28.4,null,null,null,null,-0.6,32.18,null,null,null,null,-1.1000000000000001,32.54,null,null,null,null,-1.7,33.26,null,null,null,null,-2.8,32.72,null,null,{"$error":"#N/A"},null,null,null,null,{"$f":"CB22-1","v":92},93,{"$f":"CB22+1","v":94},13,{"$error":"#N/A"},6,{"$error":"#N/A"},2,{"$error":"#N/A"},11,{"$error":"#N/A"},2,{"$error":"#N/A"},9,{"$error":"#N/A"},0,0,0,0,5,{"$error":"#N/A"},0,0,0,0,1,{"$error":"#N/A"},null,null,null,"04:00:00","On","On","On",null,6,null,null,null,null,null,null,null,null,null,4,11.1,1.7,-1.1000000000000001,0.3,4.4000000000000004,2.2000000000000002,0.7,-2,0.1,0.3,0.7,0.4]
[0.20833333333333331,"2011-01-01","05:00:00",-2.8,53.96,"SATURDAY","On","1976-01-01","05:00:00",1.1000000000000001,33.979999999999997,null,null,"2003-01-01","05:00:00",6,28.04,null,null,"1999-01-01","05:00:00",-3.3,32.54,null,null,null,null,-4.4000000000000004,39.92,null,null,null,null,1,35.96,null,null,null,null,-2.8,33.08,null,null,null,null,-2.2000000000000002,30.02,null,null,null,null,-0.4,33.08,null,null,null,null,-1.1000000000000001,32.18,null,null,null,null,-1.7,33.08,null,null,null,null,-3.9,28.4,null,null,{"$error":"#N/A"},null,null,null,null,90,91,92,23,{"$error":"#N/A"},13,{"$error":"#N/A"},5,{"$error":"#N/A"},16,{"$error":"#N/A"},10,{"$error":"#N/A"},13,{"$error":"#N/A"},0,0,13,{"$error":"#N/A"},11,{"$error":"#N/A"},0,0,3,{"$error":"#N/A"},8,{"$error":"#N/A"},null,null,null,"05:00:00","On","On","On",null,null,null,null,null,null,null,null,null,null,null,5,12.2,1.1000000000000001,-2.2000000000000002,0.3,4.4000000000000004,2.2000000000000002,0.6,-1.1000000000000001,0.6,0.1,0.6,-2]
[0.24999999999999997,"2011-01-01","06:00:00",-3.3,55.94,"SATURDAY","On","1976-01-01","06:00:00",0.6,33.979999999999997,null,null,"2003-01-01","06:00:00",6,28.94,null,null,"1999-01-01","06:00:00",-3.9,30.92,null,null,null,null,0,39.019999999999996,null,null,null,null,8,34.880000000000003,null,null,null,null,-3.3,32,null,null,null,null,-2.2000000000000002,28.4,null,null,null,null,-0.2,32.18,null,null,null,null,-0.6,30.92,null,null,null,null,-1.7,32.36,null,null,null,null,-4.4000000000000004,28.4,null,null,{"$error":"#N/A"},null,null,null,null,88,89,90,45,{"$error":"#N/A"},10,{"$error":"#N/A"},24,{"$error":"#N/A"},46,{"$error":"#N/A"},23,{"$error":"#N/A"},31,{"$error":"#N/A"},2,{"$error":"#N/A"},30,{"$error":"#N/A"},36,{"$error":"#N/A"},4,{"$error":"#N/A"},13,{"$error":"#N/A"},24,{"$error":"#N/A"},null,null,null,"06:00:00","On","On","On",null,null,null,null,null,null,null,null,null,null,null,6,13.3,1.1000000000000001,-1.7,-0.6,3.9,1.6,0,-2,0.1,-0.6,0.2,-2]
[0.29166666666666663,"2011-01-01","07:00:00",-2.8,57.019999999999996,"SATURDAY","On","1976-01-01","07:00:00",1.1000000000000001,33.979999999999997,null,null,"2003-01-01","07:00:00",4,26.96,null,null,"1999-01-01","07:00:00",-4.4000000000000004,30.02,null,null,null,null,0.6,39.019999999999996,null,null,null,null,2,35.6,null,null,null,null,-4.4000000000000004,28.94,null,null,null,null,-2.8,28.94,null,null,null,null,0,32.18,null,null,null,null,-0.6,30.92,null,null,null,null,-1.7,32.72,null,null,null,null,-4.4000000000000004,32.18,null,null,{"$error":"#N/A"},null,null,null,null,86,87,88,115,{"$error":"#N/A"},81,{"$error":"#N/A"},71,{"$error":"#N/A"},139,{"$error":"#N/A"},74,{"$error":"#N/A"},104,{"$error":"#N/A"},14,{"$error":"#N/A"},68,{"$error":"#N/A"},106,{"$error":"#N/A"},26,{"$error":"#N/A"},80,{"$error":"#N/A"},53,{"$error":"#N/A"},null,null,null,"07:00:00","On","On","On",null,null,null,null,null,null,null,null,null,null,null,7,13.9,1.1000000000000001,-2.8,-1.1000000000000001,3.9,2,-1.7,-1.7,0.1,-0.6,0.4,0.1]
[0.33333333333333331,"2011-01-01","08:00:00",-2.8,57.92,"SATURDAY","On","1976-01-01","08:00:00",1.1000000000000001,33.979999999999997,null,null,"2003-01-01","08:00:00",5,30.92,null,null,"1999-01-01","08:00:00",-3.3,30.02,null,null,null,null,1.1000000000000001,39.019999999999996,null,null,null,null,7,34.700000000000003,null,null,null,null,-4.4000000000000004,32.18,null,null,null,null,-3.3,28.94,null,null,null,null,0.4,28.04,null,null,null,null,-0.6,30.92,null,null,null,null,-1.5,32.54,null,null,null,null,-6.1,32.18,null,null,{"$error":"#N/A"},null,null,null,null,84,85,86,146,{"$error":"#N/A"},95,{"$error":"#N/A"},92,{"$error":"#N/A"},122,{"$error":"#N/A"},71,{"$error":"#N/A"},104,{"$error":"#N/A"},22,{"$error":"#N/A"},97,{"$error":"#N/A"},101,{"$error":"#N/A"},51,{"$error":"#N/A"},83,{"$error":"#N/A"},69,{"$error":"#N/A"},null,null,null,"08:00:00","On","On","On",null,null,null,null,null,null,null,null,null,null,null,8,14.4,1.1000000000000001,-0.6,-1.1000000000000001,3.9,1.5,0.1,-1.7,-2.2000000000000002,-0.6,0.3,0.1]
[0.375,"2011-01-01","09:00:00",-1.7,59,"SATURDAY","On","1976-01-01","09:00:00",1.1000000000000001,35.06,null,null,"2003-01-01","09:00:00",6,32,null,null,"1999-01-01","09:00:00",-2.8,35.06,null,null,null,null,2.2000000000000002,39.019999999999996,null,null,null,null,7,34.880000000000003,null,null,null,null,-4.4000000000000004,28.94,null,null,null,null,-3.3,28.4,null,null,null,null,0.7,32,null,null,null,null,-1.1000000000000001,28.94,null,null,null,null,-1.3,32.54,null,null,null,null,-7.2,32.36,null,null,{"$error":"#N/A"},null,null,null,null,82,83,84,194,{"$error":"#N/A"},175,{"$error":"#N/A"},125,{"$error":"#N/A"},168,{"$error":"#N/A"},109,{"$error":"#N/A"},131,{"$error":"#N/A"},55,{"$error":"#N/A"},133,{"$error":"#N/A"},150,{"$error":"#N/A"},76,{"$error":"#N/A"},119,{"$error":"#N/A"},81,{"$error":"#N/A"},null,null,null,"09:00:00","On","On","On",null,null,null,null,null,null,null,null,null,null,null,9,15,1.7,0,1.7,3.9,1.6,-1.7,-2,0,-1.7,0.3,0.2]
[0.41666666666666669,"2011-01-01","10:00:00",-0.6,60.08,"SATURDAY","On","1976-01-01","10:00:00",1.1000000000000001,35.96,null,null,"2003-01-01","10:00:00",4,35.06,null,null,"1999-01-01","10:00:00",-2.2000000000000002,33.799999999999997,null,null,null,null,3.9,39.92,null,null,null,null,11,35.24,null,null,null,null,-4.4000000000000004,28.94,null,null,null,null,-2.8,28.94,null,null,null,null,1.1000000000000001,32.18,null,null,null,null,-0.6,28.94,null,null,null,null,-1.1000000000000001,32.18,null,null,null,null,-8.3000000000000007,33.26,null,null,{"$error":"#N/A"},null,null,null,null,80,81,82,271,{"$error":"#N/A"},187,{"$error":"#N/A"},139,{"$error":"#N/A"},226,{"$error":"#N/A"},157,{"$error":"#N/A"},182,{"$error":"#N/A"},65,{"$error":"#N/A"},149,{"$error":"#N/A"},161,{"$error":"#N/A"},144,{"$error":"#N/A"},150,{"$error":"#N/A"},103,{"$error":"#N/A"},null,null,null,"10:00:00","On","On","On",null,null,null,null,null,null,null,null,null,null,null,10,15.6,2.2000000000000002,1.7,1,4.4000000000000004,1.8,-1.7,-1.7,0.1,-1.7,0.1,0.7]
[0.45833333333333337,"2011-01-01","11:00:00",0,60.08,"SATURDAY","On","1976-01-01","11:00:00",1.7,34.340000000000003,null,null,"2003-01-01","11:00:00",4,34.159999999999997,null,null,"1999-01-01","11:00:00",-1.1000000000000001,37.04,null,null,null,null,4.4000000000000004,39.92,null,null,null,null,12,35.78,null,null,null,null,-4.4000000000000004,32,null,null,null,null,-2.2000000000000002,28.94,null,null,null,null,1.7,32.72,null,null,null,null,0,28.04,null,null,null,null,-1.1000000000000001,32.18,null,null,null,null,-6.7,36.14,null,null,{"$error":"#N/A"},null,null,null,null,78,79,80,283,{"$error":"#N/A"},230,{"$error":"#N/A"},189,{"$error":"#N/A"},314,{"$error":"#N/A"},205,{"$error":"#N/A"},224,{"$error":"#N/A"},97,{"$error":"#N/A"},179,{"$error":"#N/A"},206,{"$error":"#N/A"},187,{"$error":"#N/A"},184,{"$error":"#N/A"},138,{"$error":"#N/A"},null,null,null,"11:00:00","On","On","On",null,null,null,null,null,null,null,null,null,null,null,11,15.6,1.3,1.2,2.8,4.4000000000000004,2.1,0,-1.7,0.4,-2.2000000000000002,0.1,2.2999999999999998]
[0.5,"2011-01-01","12:00:00",2.2000000000000002,55.040000000000006,"SATURDAY","On","1976-01-01","12:00:00",2.2000000000000002,35.24,null,null,"2003-01-01","12:00:00",3,35.06,null,null,"1999-01-01","12:00:00",-1.7,37.94,null,null,null,null,4.4000000000000004,39.019999999999996,null,null,null,null,13,35.24,null,null,null,null,-4.4000000000000004,32.18,null,null,null,null,-1.1000000000000001,33.26,null,null,null,null,2.2000000000000002,32.72,null,null,null,null,0,30.02,null,null,null,null,-1.1000000000000001,30.02,null,null,null,null,-6.1,38.299999999999997,null,null,{"$error":"#N/A"},null,null,null,null,76,77,78,147,{"$error":"#N/A"},166,{"$error":"#N/A"},114,{"$error":"#N/A"},158,{"$error":"#N/A"},131,{"$error":"#N/A"},105,{"$error":"#N/A"},64,{"$error":"#N/A"},96,{"$error":"#N/A"},100,{"$error":"#N/A"},97,{"$error":"#N/A"},107,{"$error":"#N/A"},89,{"$error":"#N/A"},null,null,null,"12:00:00","On","On","On",null,null,null,null,null,null,null,null,null,null,null,12,12.8,1.8,1.7,3.3,3.9,1.8,0.1,0.7,0.4,-1.1000000000000001,-1.1000000000000001,3.5]
[0.54166666666666663,"2011-01-01","13:00:00",2.8,53.96,"SATURDAY","On","1976-01-01","13:00:00",3.9,36.14,null,null,"2003-01-01","13:00:00",3,35.06,null,null,"1999-01-01","13:00:00",-2.2000000000000002,39.019999999999996,null,null,null,null,5.6,37.94,null,null,null,null,12,34.700000000000003,null,null,null,null,-4.4000000000000004,32,null,null,null,null,1.1000000000000001,34.159999999999997,null,null,null,null,2.8,32.54,null,null,null,null,0,30.02,null,null,null,null,-1.1000000000000001,32,null,null,null,null,-5.6,39.380000000000003,null,null,{"$error":"#N/A"},null,null,null,null,74,75,76,400,{"$error":"#N/A"},395,{"$error":"#N/A"},274,{"$error":"#N/A"},346,{"$error":"#N/A"},369,{"$error":"#N/A"},253,{"$error":"#N/A"},167,{"$error":"#N/A"},224,{"$error":"#N/A"},252,{"$error":"#N/A"},267,{"$error":"#N/A"},212,{"$error":"#N/A"},192,{"$error":"#N/A"},null,null,null,"13:00:00","On","On","On",null,null,null,null,null,null,null,null,null,null,null,13,12.2,2.2999999999999998,1.7,3.9,3.3,1.5,0,1.2,0.3,-1.1000000000000001,0,4.0999999999999996]
[0.58333333333333326,"2011-01-01","14:00:00",2.2000000000000002,53.96,"SATURDAY","On","1976-01-01","14:00:00",4.4000000000000004,37.04,null,null,"2003-01-01","14:00:00",3,36.32,null,null,"1999-01-01","14:00:00",-3.3,39.019999999999996,null,null,null,null,6.7,37.94,null,null,null,null,11,34.159999999999997,null,null,null,null,-3.9,28.04,null,null,null,null,2.2000000000000002,36.14,null,null,null,null,2.6,32.36,null,null,null,null,0.6,30.02,null,null,null,null,-1.1000000000000001,32.54,null,null,null,null,-5.6,40.64,null,null,{"$error":"#N/A"},null,null,null,null,72,73,74,415,{"$error":"#N/A"},413,{"$error":"#N/A"},317,{"$error":"#N/A"},338,{"$error":"#N/A"},339,{"$error":"#N/A"},265,{"$error":"#N/A"},184,{"$error":"#N/A"},236,{"$error":"#N/A"},253,{"$error":"#N/A"},337,{"$error":"#N/A"},293,{"$error":"#N/A"},203,{"$error":"#N/A"},null,null,null,"14:00:00","On","On","On",null,null,null,null,null,null,null,null,null,null,null,14,12.2,2.8,2.4,3.9,3.3,1.2,-2.2000000000000002,2.2999999999999998,0.2,-1.1000000000000001,0.3,4.8]
[0.62499999999999989,"2011-01-01","15:00:00",2.2000000000000002,48.92,"SATURDAY","On","1976-01-01","15:00:00",4.4000000000000004,37.22,null,null,"2003-01-01","15:00:00",2,36.32,null,null,"1999-01-01","15:00:00",-2.8,39.92,null,null,null,null,8.3000000000000007,37.94,null,null,null,null,10,33.44,null,null,null,null,-3.9,30.02,null,null,null,null,3.3,36.14,null,null,null,null,2.4,32.18,null,null,null,null,0.6,30.92,null,null,null,null,-1.1000000000000001,32.36,null,null,null,null,-6.1,41.18,null,null,{"$error":"#N/A"},null,null,null,null,70,71,72,336,{"$error":"#N/A"},321,{"$error":"#N/A"},296,{"$error":"#N/A"},314,{"$error":"#N/A"},352,{"$error":"#N/A"},262,{"$error":"#N/A"},292,{"$error":"#N/A"},317,{"$error":"#N/A"},252,{"$error":"#N/A"},283,{"$error":"#N/A"},287,{"$error":"#N/A"},287,{"$error":"#N/A"},null,null,null,"15:00:00","On","On","On",null,null,null,null,null,null,null,null,null,null,null,15,9.4,2.9,2.4,4.4000000000000004,3.3,0.8,-1.1000000000000001,2.2999999999999998,0.1,-0.6,0.2,5.0999999999999996]
[0.66666666666666652,"2011-01-01","16:00:00",2.8,48.019999999999996,"SATURDAY","On","1976-01-01","16:00:00",3.3,37.94,null,null,"2003-01-01","16:00:00",2,36.32,null,null,"1999-01-01","16:00:00",-2.8,39.92,null,null,null,null,7.8,37.94,null,null,null,null,8,33.08,null,null,null,null,-3.9,30.02,null,null,null,null,4.4000000000000004,35.6,null,null,null,null,2.2000000000000002,30.2,null,null,null,null,0.6,30.02,null,null,null,null,-1.1000000000000001,32,null,null,null,null,-7.2,40.64,null,null,{"$error":"#N/A"},null,null,null,null,68,69,70,402,{"$error":"#N/A"},464,{"$error":"#N/A"},496,{"$error":"#N/A"},512,{"$error":"#N/A"},488,{"$error":"#N/A"},500,{"$error":"#N/A"},528,{"$error":"#N/A"},473,{"$error":"#N/A"},439,{"$error":"#N/A"},506,{"$error":"#N/A"},422,{"$error":"#N/A"},391,{"$error":"#N/A"},null,null,null,"16:00:00","On","On","On",null,null,null,null,null,null,null,null,null,null,null,16,8.9,3.3,2.4,4.4000000000000004,3.3,0.6,-1.1000000000000001,2,-1,-1.1000000000000001,0,4.8]
[0.70833333333333315,"2011-01-01","17:00:00",1.7,48.019999999999996,"SATURDAY","On","1976-01-01","17:00:00",1.7,37.04,null,null,"2003-01-01","17:00:00",2,36.32,null,null,"1999-01-01","17:00:00",-5,39.92,null,null,null,null,6.7,38.840000000000003,null,null,null,null,6,32,null,null,null,null,-5.6,28.94,null,null,null,null,5,35.06,null,null,null,null,0.9,30.92,null,null,null,null,0.6,30.02,null,null,null,null,-1.1000000000000001,30.92,null,null,null,null,-9.4,39.92,null,null,{"$error":"#N/A"},null,null,null,null,66,67,68,291,{"$error":"#N/A"},315,{"$error":"#N/A"},344,{"$error":"#N/A"},282,{"$error":"#N/A"},285,{"$error":"#N/A"},298,{"$error":"#N/A"},294,{"$error":"#N/A"},301,{"$error":"#N/A"},301,{"$error":"#N/A"},277,{"$error":"#N/A"},316,{"$error":"#N/A"},276,{"$error":"#N/A"},null,null,null,"17:00:00","On","On","On",null,null,null,null,null,null,null,null,null,null,null,17,8.9,2.8,2.4,4.4000000000000004,3.8,0,-1.7,1.7,-0.6,-1.1000000000000001,-0.6,4.4000000000000004]
[0.74999999999999978,"2011-01-01","18:00:00",2.2000000000000002,44.96,"SATURDAY","On","1976-01-01","18:00:00",1.1000000000000001,37.04,null,null,"2003-01-01","18:00:00",2,35.06,null,null,"1999-01-01","18:00:00",-5.6,40.28,null,null,null,null,6.7,37.94,null,null,null,null,4,30.92,null,null,null,null,-6.1,28.04,null,null,null,null,5.6,32.54,null,null,null,null,-0.4,30.2,null,null,null,null,0,26.96,null,null,null,null,-1.1000000000000001,30.02,null,null,null,null,-8.9,39.56,null,null,{"$error":"#N/A"},null,null,null,null,64,65,66,302,{"$error":"#N/A"},316,{"$error":"#N/A"},336,{"$error":"#N/A"},277,{"$error":"#N/A"},305,{"$error":"#N/A"},277,{"$error":"#N/A"},307,{"$error":"#N/A"},329,{"$error":"#N/A"},260,{"$error":"#N/A"},307,{"$error":"#N/A"},297,{"$error":"#N/A"},267,{"$error":"#N/A"},null,null,null,"18:00:00","On","On","On",null,null,null,null,null,null,null,null,null,null,null,18,7.2,2.8,1.7,4.5999999999999996,3.3,-0.6,-2.2000000000000002,0.3,-1,-2.8,-1.1000000000000001,4.2]
[0.79166666666666641,"2011-01-01","19:00:00",2.8,44.06,"SATURDAY","On","1976-01-01","19:00:00",1.1000000000000001,37.04,null,null,"2003-01-01","19:00:00",2,35.24,null,null,"1999-01-01","19:00:00",-6.1,40.46,null,null,null,null,6.7,37.22,null,null,null,null,3,30.02,null,null,null,null,-5.6,28.04,null,null,null,null,6.7,32.18,null,null,null,null,-1.7,28.94,null,null,null,null,-0.6,26.96,null,null,null,null,-1.1000000000000001,28.04,null,null,null,null,-8.3000000000000007,39.92,null,null,{"$error":"#N/A"},null,null,null,null,62,63,64,295,{"$error":"#N/A"},342,{"$error":"#N/A"},316,{"$error":"#N/A"},287,{"$error":"#N/A"},292,{"$error":"#N/A"},327,{"$error":"#N/A"},345,{"$error":"#N/A"},375,{"$error":"#N/A"},260,{"$error":"#N/A"},296,{"$error":"#N/A"},287,{"$error":"#N/A"},290,{"$error":"#N/A"},null,null,null,"19:00:00","On","On","On",null,null,null,null,null,null,null,null,null,null,null,19,6.7,2.8,1.8,4.7,2.9,-1.1000000000000001,-2.2000000000000002,0.1,-1.7,-2.8,-2.2000000000000002,4.4000000000000004]
[0.83333333333333304,"2011-01-01","20:00:00",2.2000000000000002,44.06,"SATURDAY","On","1976-01-01","20:00:00",1.1000000000000001,37.04,null,null,"2003-01-01","20:00:00",2,35.06,null,null,"1999-01-01","20:00:00",-6.7,40.82,null,null,null,null,3.9,35.96,null,null,null,null,1,28.04,null,null,null,null,-6.1,28.04,null,null,null,null,8.3000000000000007,33.979999999999997,null,null,null,null,-1.5,28.94,null,null,null,null,-0.6,26.96,null,null,null,null,-0.9,28.04,null,null,null,null,-8.3000000000000007,40.64,null,null,{"$error":"#N/A"},null,null,null,null,60,61,62,270,{"$error":"#N/A"},288,{"$error":"#N/A"},294,{"$error":"#N/A"},300,{"$error":"#N/A"},344,{"$error":"#N/A"},272,{"$error":"#N/A"},299,{"$error":"#N/A"},285,{"$error":"#N/A"},251,{"$error":"#N/A"},251,{"$error":"#N/A"},258,{"$error":"#N/A"},293,{"$error":"#N/A"},null,null,null,"20:00:00","On","On","On",null,null,null,null,null,null,null,null,null,null,null,20,6.7,2.8,1.7,4.9000000000000004,2.2000000000000002,-2.2000000000000002,-2.2000000000000002,1.1000000000000001,-1.7,-2.8,-2.2000000000000002,4.8]
[0.87499999999999967,"2011-01-01","21:00:00",3.3,42.980000000000004,"SATURDAY","On","1976-01-01","21:00:00",0.6,37.04,null,null,"2003-01-01","21:00:00",1.9,34.700000000000003,null,null,"1999-01-01","21:00:00",-8.3000000000000007,41.36,null,null,null,null,3.9,34.880000000000003,null,null,null,null,-1,26.060000000000002,null,null,null,null,-6.1,28.04,null,null,null,null,9.4,33.799999999999997,null,null,null,null,-1.3,28.4,null,null,null,null,-1.1000000000000001,28.94,null,null,null,null,-0.8,26.96,null,null,null,null,-5.6,40.64,null,null,{"$error":"#N/A"},null,null,null,null,58,59,60,122,{"$error":"#N/A"},159,{"$error":"#N/A"},183,{"$error":"#N/A"},176,{"$error":"#N/A"},166,{"$error":"#N/A"},169,{"$error":"#N/A"},174,{"$error":"#N/A"},111,{"$error":"#N/A"},126,{"$error":"#N/A"},147,{"$error":"#N/A"},160,{"$error":"#N/A"},163,{"$error":"#N/A"},null,null,null,"21:00:00","On","On","On",null,null,null,null,null,null,null,null,null,null,null,21,6.1,2.8,1.5,5.2,1.6,-3.3,-2.2000000000000002,1,-2,-1.7,-2.8,4.8]
[0.9166666666666663,"2011-01-01","22:00:00",3.3,42.980000000000004,"SATURDAY","On","1976-01-01","22:00:00",0,37.04,null,null,"2003-01-01","22:00:00",2,35.06,null,null,"1999-01-01","22:00:00",-9.4,41.9,null,null,null,null,5,33.44,null,null,null,null,-2,23,null,null,null,null,-6.1,24.08,null,null,null,null,10,32,null,null,null,null,-1.1000000000000001,28.4,null,null,null,null,-1.1000000000000001,28.04,null,null,null,null,-0.6,26.96,null,null,null,null,-5,40.46,null,null,{"$error":"#N/A"},null,null,null,null,56,57,58,285,{"$error":"#N/A"},265,{"$error":"#N/A"},303,{"$error":"#N/A"},292,{"$error":"#N/A"},305,{"$error":"#N/A"},321,{"$error":"#N/A"},292,{"$error":"#N/A"},263,{"$error":"#N/A"},236,{"$error":"#N/A"},255,{"$error":"#N/A"},299,{"$error":"#N/A"},274,{"$error":"#N/A"},null,null,null,"22:00:00","On","On","On",null,null,null,null,null,null,null,null,null,null,null,22,6.1,2.8,1.7,5.5,0.8,-5,-4.4000000000000004,0,-2,-2.2000000000000002,-2.8,4.7]
[0.95833333333333293,"2011-01-01","23:00:00",3.3,42.980000000000004,"SATURDAY","On","1976-01-01","23:00:00",-0.6,37.04,null,null,"2003-01-01","23:00:00",1,35.6,null,null,"1999-01-01","23:00:00",-10,42.980000000000004,null,null,null,null,6.1,28.94,null,null,null,null,-1,21.92,null,null,null,null,-5.6,23,null,null,null,null,10.6,32,null,null,null,null,-0.9,26.96,null,null,null,null,-1.1000000000000001,28.04,null,null,null,null,-1,24.08,null,null,null,null,-5,41,null,null,{"$error":"#N/A"},null,null,null,null,54,55,56,306,{"$error":"#N/A"},305,{"$error":"#N/A"},294,{"$error":"#N/A"},252,{"$error":"#N/A"},358,{"$error":"#N/A"},313,{"$error":"#N/A"},303,{"$error":"#N/A"},259,{"$error":"#N/A"},249,{"$error":"#N/A"},263,{"$error":"#N/A"},271,{"$error":"#N/A"},260,{"$error":"#N/A"},null,null,null,"23:00:00","On","On","On",null,null,null,null,null,null,null,null,null,null,null,23,6.1,2.8,2,6.1,-1.7,-5.6,-5,0,-2.8,-2.2000000000000002,-4.4000000000000004,5]
[0.99999999999999956,"2011-01-01","00:00:00",3.9,41,"SATURDAY","On","1976-01-01",1,-1.1000000000000001,37.04,null,null,"2003-01-01",1,1,35.96,null,null,"1999-01-01",1,-10.6,43.879999999999995,null,null,null,null,4.4000000000000004,28.04,null,null,null,null,-1,15.079999999999998,null,null,null,null,-5.6,21.92,null,null,null,null,10.6,30.2,null,null,null,null,-0.8,26.6,null,null,null,null,-1.1000000000000001,26.060000000000002,null,null,null,null,-1.3,24.08,null,null,null,null,-5,39.92,null,null,{"$error":"#N/A"},null,null,null,null,52,53,54,342,{"$error":"#N/A"},307,{"$error":"#N/A"},298,{"$error":"#N/A"},262,{"$error":"#N/A"},356,{"$error":"#N/A"},293,{"$error":"#N/A"},330,{"$error":"#N/A"},229,{"$error":"#N/A"},225,{"$error":"#N/A"},254,{"$error":"#N/A"},278,{"$error":"#N/A"},262,{"$error":"#N/A"},null,null,null,"00:00:00","On","On","On",null,null,null,null,null,null,null,null,null,null,null,24,5,2.8,2.2000000000000002,6.6,-2.2000000000000002,-9.4,-5.6,-1,-3,-3.3,-4.4000000000000004,4.4000000000000004]
[1.0416666666666663,"2011-01-02","01:00:00",4.4000000000000004,39.92,"SUNDAY","On","1976-01-02","01:00:00",-2.8,39.200000000000003,null,null,"2003-01-02","01:00:00",2,36.32,null,null,"1999-01-02","01:00:00",-11.1,44.06,null,null,null,null,4.4000000000000004,26.96,null,null,null,null,-2,12.920000000000002,null,null,null,null,-5,21.02,null,null,null,null,10,28.4,null,null,null,null,-0.6,24.98,null,null,null,null,-1.7,26.060000000000002,null,null,null,null,-1.7,26.060000000000002,null,null,null,null,-5,39.92,null,null,{"$error":"#N/A"},null,null,null,null,50,51,52,383,{"$error":"#N/A"},419,{"$error":"#N/A"},452,{"$error":"#N/A"},381,{"$error":"#N/A"},439,{"$error":"#N/A"},367,{"$error":"#N/A"},417,{"$error":"#N/A"},326,{"$error":"#N/A"},341,{"$error":"#N/A"},393,{"$error":"#N/A"},376,{"$error":"#N/A"},339,{"$error":"#N/A"},null,null,null,null,null,null,null,null,null,null,null,null,null,null,null,null,null,null,25,4.4000000000000004,4,2.4,6.7,-2.8,-10.6,-6.1,-2,-3.9,-3.3,-3.3,4.4000000000000004]
[1.083333333333333,"2011-01-02","02:00:00",4.4000000000000004,39.92,"SUNDAY","On","1976-01-02","02:00:00",-3.3,37.94,null,null,"2003-01-02","02:00:00",2,35.96,null,null,"1999-01-02","02:00:00",-11.7,43.879999999999995,null,null,null,null,3.9,26.060000000000002,null,null,null,null,-2,10.940000000000001,null,null,null,null,-5,21.02,null,null,null,null,7.2,28.94,null,null,null,null,-0.4,24.98,null,null,null,null,-1.7,26.060000000000002,null,null,null,null,-1.7,26.060000000000002,null,null,null,null,-6.1,39.200000000000003,null,null,{"$error":"#N/A"},null,null,null,null,48,49,50,255,{"$error":"#N/A"},235,{"$error":"#N/A"},297,{"$error":"#N/A"},272,{"$error":"#N/A"},357,{"$error":"#N/A"},259,{"$error":"#N/A"},313,{"$error":"#N/A"},234,{"$error":"#N/A"},245,{"$error":"#N/A"},258,{"$error":"#N/A"},232,{"$error":"#N/A"},184,{"$error":"#N/A"},null,null,null,null,null,null,null,null,null,null,null,null,null,null,null,null,null,null,26,4.4000000000000004,3.3,2.2000000000000002,6.6,-3.3,-11.7,-6.1,-1.7,-3.9,-3.3,-3.3,4]
[1.1249999999999998,"2011-01-02","03:00:00",5,37.94,"SUNDAY","On","1976-01-02","03:00:00",-3.9,39.019999999999996,null,null,"2003-01-02","03:00:00",2,37.04,null,null,"1999-01-02","03:00:00",-11.7,43.52,null,null,null,null,5,26.060000000000002,null,null,null,null,-3,10.039999999999999,null,null,null,null,-5,24.08,null,null,null,null,5.6,28.04,null,null,null,null,-0.2,23,null,null,null,null,-1.7,26.96,null,null,null,null,-1.7,26.96,null,null,null,null,-5,37.04,null,null,{"$error":"#N/A"},null,null,null,null,46,47,48,247,{"$error":"#N/A"},271,{"$error":"#N/A"},264,{"$error":"#N/A"},261,{"$error":"#N/A"},359,{"$error":"#N/A"},239,{"$error":"#N/A"},321,{"$error":"#N/A"},192,{"$error":"#N/A"},260,{"$error":"#N/A"},297,{"$error":"#N/A"},193,{"$error":"#N/A"},245,{"$error":"#N/A"},null,null,null,"T_Main Lookup",null,"40% of Avg",null,null,null,null,null,null,null,null,null,null,null,null,27,3.3,3.9,2.8,6.4,-3.3,-12.2,-4.4000000000000004,-2.2000000000000002,-5,-2.8,-2.8,2.8]
[1.1666666666666665,"2011-01-02","04:00:00",4.4000000000000004,37.94,"SUNDAY","On","1976-01-02","04:00:00",-4.4000000000000004,37.94,null,null,"2003-01-02","04:00:00",2,37.4,null,null,"1999-01-02","04:00:00",-11.7,44.24,null,null,null,null,4.4000000000000004,24.98,null,null,null,null,-3,10.039999999999999,null,null,null,null,-4.4000000000000004,24.08,null,null,null,null,4.4000000000000004,28.04,null,null,null,null,0,21.2,null,null,null,null,-1.1000000000000001,26.96,null,null,null,null,-1.7,26.060000000000002,null,null,null,null,-5,38.299999999999997,null,null,{"$error":"#N/A"},null,null,null,null,44,45,46,305,{"$error":"#N/A"},328,{"$error":"#N/A"},258,{"$error":"#N/A"},305,{"$error":"#N/A"},410,{"$error":"#N/A"},276,{"$error":"#N/A"},309,{"$error":"#N/A"},193,{"$error":"#N/A"},258,{"$error":"#N/A"},299,{"$error":"#N/A"},252,{"$error":"#N/A"},208,{"$error":"#N/A"},null,null,null,"Weather Station","T_Main","Amplitude","Days",null,null,"Month","Albany","Binghamton","Buffalo","Massena","NYC","Poughkeepsie","Syracuse",null,28,3.3,3.3,3,6.8,-3.9,-12.2,-4.4000000000000004,-2.2000000000000002,-6,-2.8,-3.3,3.5]
[1.2083333333333333,"2011-01-02","05:00:00",4.4000000000000004,37.94,"SUNDAY","On","1976-01-02","05:00:00",-5,39.019999999999996,null,null,"2003-01-02","05:00:00",1,39.200000000000003,null,null,"1999-01-02","05:00:00",-12.2,43.879999999999995,null,null,null,null,3.9,24.08,null,null,null,null,-4,6.98,null,null,null,null,-5,24.98,null,null,null,null,3.9,28.04,null,null,null,null,-0.2,21.02,null,null,null,null,-0.6,26.96,null,null,null,null,-1.5,28.04,null,null,null,null,-5.6,35.96,null,null,{"$error":"#N/A"},null,null,null,null,42,43,44,341,{"$error":"#N/A"},425,{"$error":"#N/A"},285,{"$error":"#N/A"},354,{"$error":"#N/A"},335,{"$error":"#N/A"},283,{"$error":"#N/A"},302,{"$error":"#N/A"},201,{"$error":"#N/A"},255,{"$error":"#N/A"},279,{"$error":"#N/A"},304,{"$error":"#N/A"},281,{"$error":"#N/A"},null,null,null,"Albany",55.4,{"$f":"TableT_MainLookup[[#This Row],[T_Main]]*0.4","v":22.16},38,null,null,"January",39.6,38.1,39.6,35.700000000000003,45.3,41.1,39.6,null,29,3.3,3.9,4,6.6,-4.4000000000000004,-13.9,-3.9,-2.2000000000000002,-6.1,-2.8,-2.2000000000000002,2.2000000000000002]
[1.25,"2011-01-02","06:00:00",3.9,34.880000000000003,"SUNDAY","On","1976-01-02","06:00:00",-5.6,39.019999999999996,null,null,"2003-01-02","06:00:00",-0.4,38.840000000000003,null,null,"1999-01-02","06:00:00",-11.7,41,null,null,null,null,4.4000000000000004,23,null,null,null,null,-2,8.0599999999999987,null,null,null,null,-5,24.08,null,null,null,null,2.8,26.6,null,null,null,null,-0.4,19.399999999999999,null,null,null,null,-1.1000000000000001,28.04,null,null,null,null,-1.3,28.04,null,null,null,null,-4.4000000000000004,34.520000000000003,null,null,{"$error":"#N/A"},null,null,null,null,40,41,42,212,{"$error":"#N/A"},278,{"$error":"#N/A"},270,{"$error":"#N/A"},226,{"$error":"#N/A"},294,{"$error":"#N/A"},236,{"$error":"#N/A"},200,{"$error":"#N/A"},166,{"$error":"#N/A"},215,{"$error":"#N/A"},167,{"$error":"#N/A"},204,{"$error":"#N/A"},194,{"$error":"#N/A"},null,null,null,"Binghamton",52.8,{"$f":"TableT_MainLookup[[#This Row],[T_Main]]*0.4","v":21.12},38,null,null,"February",39,37.4,39,35.1,44.6,40.5,39,null,30,1.6,3.9,3.8,5,-5,-13.3,-4.4000000000000004,-3,-7,-2.2000000000000002,-2.2000000000000002,1.4]
[1.2916666666666667,"2011-01-02","07:00:00",3.9,34.520000000000003,"SUNDAY","On","1976-01-02","07:00:00",-5.6,39.019999999999996,null,null,"2003-01-02","07:00:00",-2,38.840000000000003,null,null,"1999-01-02","07:00:00",-11.7,41,null,null,null,null,5.6,23,null,null,null,null,-2,8.0599999999999987,null,null,null,null,-4.4000000000000004,24.98,null,null,null,null,2.2000000000000002,26.6,null,null,null,null,-0.6,19.399999999999999,null,null,null,null,-1.1000000000000001,28.04,null,null,null,null,-1.1000000000000001,28.04,null,null,null,null,-3.3,33.799999999999997,null,null,{"$error":"#N/A"},null,null,null,null,38,39,40,327,{"$error":"#N/A"},382,{"$error":"#N/A"},378,{"$error":"#N/A"},373,{"$error":"#N/A"},413,{"$error":"#N/A"},326,{"$error":"#N/A"},324,{"$error":"#N/A"},313,{"$error":"#N/A"},336,{"$error":"#N/A"},249,{"$error":"#N/A"},302,{"$error":"#N/A"},267,{"$error":"#N/A"},null,null,null,"Buffalo",55.1,{"$f":"TableT_MainLookup[[#This Row],[T_Main]]*0.4","v":22.040000000000003},38,null,null,"March",40.9,39.299999999999997,40.9,36.9,47,42.4,40.9,null,31,1.4,3.9,3.8,5,-5,-13.3,-3.9,-3,-7,-2.2000000000000002,-2.2000000000000002,1]
[1.3333333333333335,"2011-01-02","08:00:00",3.3,34.700000000000003,"SUNDAY","On","1976-01-02","08:00:00",-5.6,40.28,null,null,"2003-01-02","08:00:00",-2.8,39.019999999999996,null,null,"1999-01-02","08:00:00",-11.1,41,null,null,null,null,7.8,23,null,null,null,null,-4,5,null,null,null,null,-3.9,24.98,null,null,null,null,1.7,26.060000000000002,null,null,null,null,-0.2,19.04,null,null,null,null,-1.1000000000000001,28.04,null,null,null,null,-1.1000000000000001,28.04,null,null,null,null,-2.8,33.619999999999997,null,null,{"$error":"#N/A"},null,null,null,null,36,37,38,{"$f":"COUNTIFS($E$19:$E$8778, \">=\"&$CA50, $E$19:$E$8778, \"<\"&$CC50, $G$19:$G$8778, \"On\")","v":323},{"$f":"SUMIFS($BV$19:$BV$8778,$E$19:$E$8778, \">=\"&$CA50, $E$19:$E$8778, \"<\"&$CC50, $G$19:$G$8778, \"ON\")/(CD50+1E-30)","v":{"$error":"#N/A"}},{"$f":"COUNTIFS($W$19:$W$8778, \">=\"&$CA50, $W$19:$W$8778, \"<\"&$CC50, $G$19:$G$8778, \"On\")","v":373},{"$f":"SUMIFS($BV$19:$BV$8778,$W$19:$W$8778, \">=\"&$CA50, $W$19:$W$8778, \"<\"&$CC50, $G$19:$G$8778, \"On\")/(CF50+1E-30)","v":{"$error":"#N/A"}},{"$f":"COUNTIFS($Q$19:$Q$8778, \">=\"&$CA50, $Q$19:$Q$8778, \"<\"&$CC50, $G$19:$G$8778, \"On\")","v":353},{"$f":"SUMIFS($BV$19:$BV$8778,$Q$19:$Q$8778, \">=\"&$CA50, $Q$19:$Q$8778, \"<\"&$CC50, $G$19:$G$8778, \"On\")/(CH50+1E-30)","v":{"$error":"#N/A"}},{"$f":"COUNTIFS($K$19:$K$8778, \">=\"&$CA50, $K$19:$K$8778, \"<\"&$CC50, $G$19:$G$8778, \"On\")","v":374},{"$f":"SUMIFS($BV$19:$BV$8778,$K$19:$K$8778, \">=\"&$CA50, $K$19:$K$8778, \"<\"&$CC50, $G$19:$G$8778, \"On\")/(CJ50+1E-30)","v":{"$error":"#N/A"}},{"$f":"COUNTIFS($AC$19:$AC$8778, \">=\"&$CA50, $AC$19:$AC$8778, \"<\"&$CC50, $G$19:$G$8778, \"On\")","v":325},{"$f":"SUMIFS($BV$19:$BV$8778,$AC$19:$AC$8778, \">=\"&$CA50, $AC$19:$AC$8778, \"<\"&$CC50, $G$19:$G$8778, \"On\")/(CL50+1E-30)","v":{"$error":"#N/A"}},{"$f":"COUNTIFS($AI$19:$AI$8778, \">=\"&$CA50, $AI$19:$AI$8778, \"<\"&$CC50, $G$19:$G$8778, \"On\")","v":353},{"$f":"SUMIFS($BV$19:$BV$8778,$AI$19:$AI$8778, \">=\"&$CA50, $AI$19:$AI$8778, \"<\"&$CC50, $G$19:$G$8778, \"On\")/(CN50+1E-30)","v":{"$error":"#N/A"}},{"$f":"COUNTIFS($AO$19:$AO$8778, \">=\"&$CA50, $AO$19:$AO$8778, \"<\"&$CC50, $G$19:$G$8778, \"On\")","v":379},{"$f":"SUMIFS($BV$19:$BV$8778,$AO$19:$AO$8778, \">=\"&$CA50, $AO$19:$AO$8778, \"<\"&$CC50, $G$19:$G$8778, \"On\")/(CP50+1E-30)","v":{"$error":"#N/A"}},{"$f":"COUNTIFS($AU$19:$AU$8778, \">=\"&$CA50, $AU$19:$AU$8778, \"<\"&$CC50, $G$19:$G$8778, \"On\")","v":379},{"$f":"SUMIFS($BV$19:$BV$8778,$AU$19:$AU$8778, \">=\"&$CA50, $AU$19:$AU$8778, \"<\"&$CC50, $G$19:$G$8778, \"On\")/(CR50+1E-30)","v":{"$error":"#N/A"}},{"$f":"COUNTIFS($BA$19:$BA$8778, \">=\"&$CA50, $BA$19:$BA$8778, \"<\"&$CC50, $G$19:$G$8778, \"On\")","v":302},{"$f":"SUMIFS($BV$19:$BV$8778,$BA$19:$BA$8778, \">=\"&$CA50, $BA$19:$BA$8778, \"<\"&$CC50, $G$19:$G$8778, \"On\")/(CT50+1E-30)","v":{"$error":"#N/A"}},{"$f":"COUNTIFS($BG$19:$BG$8778, \">=\"&$CA50, $BG$19:$BG$8778, \"<\"&$CC50, $G$19:$G$8778, \"On\")","v":361},{"$f":"SUMIFS($BV$19:$BV$8778,$BG$19:$BG$8778, \">=\"&$CA50, $BG$19:$BG$8778, \"<\"&$CC50, $G$19:$G$8778, \"On\")/(CV50+1E-30)","v":{"$error":"#N/A"}},{"$f":"COUNTIFS($BM$19:$BM$8778, \">=\"&$CA50, $BM$19:$BM$8778, \"<\"&$CC50, $G$19:$G$8778, \"On\")","v":299},{"$f":"SUMIFS($BV$19:$BV$8778,$BM$19:$BM$8778, \">=\"&$CA50, $BM$19:$BM$8778, \"<\"&$CC50, $G$19:$G$8778, \"On\")/(CX50+1E-30)","v":{"$error":"#N/A"}},{"$f":"COUNTIFS($BS$19:$BS$8778, \">=\"&$CA50, $BS$19:$BS$8778, \"<\"&$CC50, $G$19:$G$8778, \"On\")","v":299},{"$f":"SUMIFS($BV$19:$BV$8778,$BS$19:$BS$8778, \">=\"&$CA50, $BS$19:$BS$8778, \"<\"&$CC50, $G$19:$G$8778, \"On\")/(CZ50+1E-30)","v":{"$error":"#N/A"}},null,null,null,"Central Long Island",60.7,{"$f":"TableT_MainLookup[[#This Row],[T_Main]]*0.4","v":24.28},37,null,null,"April",44.7,42.9,44.7,40.299999999999997,51.4,46.2,44.7,null,32,1.5,4.5999999999999996,3.9,5,-5,-15,-3.9,-3.3,-7.2,-2.2000000000000002,-2.2000000000000002,0.9]
[1.3750000000000002,"2011-01-02","09:00:00",4.4000000000000004,34.159999999999997,"SUNDAY","On","1976-01-02","09:00:00",-5.6,39.92,null,null,"2003-01-02","09:00:00",-2.8,39.200000000000003,null,null,"1999-01-02","09:00:00",-10.6,41,null,null,null,null,8.9,24.08,null,null,null,null,-1,17.96,null,null,null,null,-3.3,24.98,null,null,null,null,1.7,24.8,null,null,null,null,0.2,15.98,null,null,null,null,-1.1000000000000001,28.94,null,null,null,null,-1.1000000000000001,28.04,null,null,null,null,-2.8,33.979999999999997,null,null,{"$error":"#N/A"},null,null,null,null,34,35,36,337,{"$error":"#N/A"},359,{"$error":"#N/A"},392,{"$error":"#N/A"},416,{"$error":"#N/A"},246,{"$error":"#N/A"},449,{"$error":"#N/A"},307,{"$error":"#N/A"},417,{"$error":"#N/A"},385,{"$error":"#N/A"},375,{"$error":"#N/A"},456,{"$error":"#N/A"},316,{"$error":"#N/A"},null,null,null,"Elmira",55,{"$f":"TableT_MainLookup[[#This Row],[T_Main]]*0.4","v":22},38,null,null,"May",49.6,47.5,49.6,44.7,57.1,51.1,49.6,null,33,1.2,4.4000000000000004,4,5,-4.4000000000000004,-7.8,-3.9,-4,-8.9,-1.7,-2.2000000000000002,1.1000000000000001]
[1.416666666666667,"2011-01-02","10:00:00",5,34.520000000000003,"SUNDAY","On","1976-01-02","10:00:00",-4.4000000000000004,41,null,null,"2003-01-02","10:00:00",-2.9,41,null,null,"1999-01-02","10:00:00",-8.9,42.980000000000004,null,null,null,null,10.6,26.060000000000002,null,null,null,null,1,23,null,null,null,null,-2.8,26.060000000000002,null,null,null,null,1.7,21.92,null,null,null,null,0.6,15.8,null,null,null,null,-0.6,28.94,null,null,null,null,-1.1000000000000001,28.94,null,null,null,null,-3.3,34.159999999999997,null,null,{"$error":"#N/A"},null,null,null,null,32,33,34,465,{"$error":"#N/A"},324,{"$error":"#N/A"},375,{"$error":"#N/A"},444,{"$error":"#N/A"},264,{"$error":"#N/A"},482,{"$error":"#N/A"},409,{"$error":"#N/A"},548,{"$error":"#N/A"},506,{"$error":"#N/A"},647,{"$error":"#N/A"},541,{"$error":"#N/A"},512,{"$error":"#N/A"},null,null,null,"Fort Drum",55,{"$f":"TableT_MainLookup[[#This Row],[T_Main]]*0.4","v":22},38,null,null,"June",54,51.7,54,48.6,62.2,55.5,54,null,34,1.4,5,5,6.1,-3.3,-5,-3.3,-5.6,-9,-1.7,-1.7,1.2]
[1.4583333333333337,"2011-01-02","11:00:00",5.6,35.96,"SUNDAY","On","1976-01-02","11:00:00",-2.8,45.86,null,null,"2003-01-02","11:00:00",-3,46.94,null,null,"1999-01-02","11:00:00",-8.3000000000000007,44.96,null,null,null,null,11.7,28.94,null,null,null,null,3,26.060000000000002,null,null,null,null,-1.1000000000000001,26.96,null,null,null,null,1.7,21.92,null,null,null,null,0.4,17.059999999999999,null,null,null,null,-0.6,28.94,null,null,null,null,-0.9,28.94,null,null,null,null,-2.2000000000000002,33.799999999999997,null,null,{"$error":"#N/A"},null,null,null,null,30,31,32,166,{"$error":"#N/A"},128,{"$error":"#N/A"},137,{"$error":"#N/A"},133,{"$error":"#N/A"},50,{"$error":"#N/A"},135,{"$error":"#N/A"},97,{"$error":"#N/A"},230,{"$error":"#N/A"},224,{"$error":"#N/A"},288,{"$error":"#N/A"},272,{"$error":"#N/A"},174,{"$error":"#N/A"},null,null,null,"Glens Falls ",55.4,{"$f":"TableT_MainLookup[[#This Row],[T_Main]]*0.4","v":22.16},38,null,null,"July",57,54.5,57,51.3,65.5,58.5,57,null,35,2.2000000000000002,7.7,8.3000000000000007,7.2,-1.7,-3.3,-2.8,-5.6,-8.3000000000000007,-1.7,-1.7,1]
[1.5000000000000004,"2011-01-02","12:00:00",6.7,37.04,"SUNDAY","On","1976-01-02","12:00:00",-2.2000000000000002,51.08,null,null,"2003-01-02","12:00:00",-2,48.019999999999996,null,null,"1999-01-02","12:00:00",-7.2,51.08,null,null,null,null,12.8,28.94,null,null,null,null,4,24.08,null,null,null,null,-0.6,26.96,null,null,null,null,1.1000000000000001,21.92,null,null,null,null,0.2,15.8,null,null,null,null,0,28.94,null,null,null,null,-0.8,30.92,null,null,null,null,-1.1000000000000001,34.159999999999997,null,null,{"$error":"#N/A"},null,null,null,null,28,29,30,111,{"$error":"#N/A"},115,{"$error":"#N/A"},161,{"$error":"#N/A"},114,{"$error":"#N/A"},90,{"$error":"#N/A"},140,{"$error":"#N/A"},210,{"$error":"#N/A"},208,{"$error":"#N/A"},293,{"$error":"#N/A"},193,{"$error":"#N/A"},241,{"$error":"#N/A"},234,{"$error":"#N/A"},null,null,null,"Islip",60.7,{"$f":"TableT_MainLookup[[#This Row],[T_Main]]*0.4","v":24.28},37,null,null,"August",57.6,55.1,57.6,51.8,66.099999999999994,59.1,57.6,null,36,2.8,10.6,8.9,10.6,-1.7,-4.4000000000000004,-2.8,-5.6,-9,-1.7,-0.6,1.2]
[1.5416666666666672,"2011-01-02","13:00:00",7.2,37.04,"SUNDAY","On","1976-01-02","13:00:00",-1.7,51.08,null,null,"2003-01-02","13:00:00",-2,48.019999999999996,null,null,"1999-01-02","13:00:00",-6.1,53.06,null,null,null,null,13.3,30.02,null,null,null,null,4,26.060000000000002,null,null,null,null,0,28.04,null,null,null,null,1.1000000000000001,19.939999999999998,null,null,null,null,0,14,null,null,null,null,0,30.02,null,null,null,null,-0.6,30.92,null,null,null,null,-1.1000000000000001,33.799999999999997,null,null,{"$error":"#N/A"},null,null,null,null,26,27,28,90,{"$error":"#N/A"},89,{"$error":"#N/A"},159,{"$error":"#N/A"},65,{"$error":"#N/A"},102,{"$error":"#N/A"},114,{"$error":"#N/A"},222,{"$error":"#N/A"},234,{"$error":"#N/A"},197,{"$error":"#N/A"},161,{"$error":"#N/A"},178,{"$error":"#N/A"},247,{"$error":"#N/A"},null,null,null,"Jamestown",55.1,{"$f":"TableT_MainLookup[[#This Row],[T_Main]]*0.4","v":22.040000000000003},38,null,null,"September",55.7,53.4,55.7,50.2,63.9,57.2,55.7,null,37,2.8,10.6,8.9,11.7,-1.1000000000000001,-3.3,-2.2000000000000002,-6.7,-10,-1.1000000000000001,-0.6,1]
[1.5833333333333339,"2011-01-02","14:00:00",7.8,37.04,"SUNDAY","On","1976-01-02","14:00:00",-1.1000000000000001,50,null,null,"2003-01-02","14:00:00",-1,46.94,null,null,"1999-01-02","14:00:00",-6.1,53.06,null,null,null,null,13.9,30.92,null,null,null,null,3,26.96,null,null,null,null,1.7,28.04,null,null,null,null,1.1000000000000001,19.939999999999998,null,null,null,null,-0.4,12.920000000000002,null,null,null,null,0,30.92,null,null,null,null,-0.6,30.92,null,null,null,null,-2.2000000000000002,33.979999999999997,null,null,{"$error":"#N/A"},null,null,null,null,24,25,26,54,{"$error":"#N/A"},62,{"$error":"#N/A"},133,{"$error":"#N/A"},78,{"$error":"#N/A"},106,{"$error":"#N/A"},148,{"$error":"#N/A"},227,{"$error":"#N/A"},153,{"$error":"#N/A"},184,{"$error":"#N/A"},159,{"$error":"#N/A"},202,{"$error":"#N/A"},221,{"$error":"#N/A"},null,null,null,"Massena",51.1,{"$f":"TableT_MainLookup[[#This Row],[T_Main]]*0.4","v":20.440000000000001},39,null,null,"October",51.8,49.6,51.8,46.6,59.3,53.3,51.8,null,38,2.8,10,8.3000000000000007,11.7,-0.6,-2.8,-2.2000000000000002,-6.7,-10.6,-0.6,-0.6,1.1000000000000001]
[1.6250000000000007,"2011-01-02","15:00:00",8.3000000000000007,37.94,"SUNDAY","On","1976-01-02","15:00:00",-0.6,48.92,null,null,"2003-01-02","15:00:00",-1,44.96,null,null,"1999-01-02","15:00:00",-6.1,51.08,null,null,null,null,11.7,32,null,null,null,null,3,28.94,null,null,null,null,2.2000000000000002,26.96,null,null,null,null,1.1000000000000001,19.04,null,null,null,null,-0.7,12.2,null,null,null,null,0,30.92,null,null,null,null,-0.6,32.18,null,null,null,null,-2.2000000000000002,33.619999999999997,null,null,{"$error":"#N/A"},null,null,null,null,22,23,24,13,{"$error":"#N/A"},18,{"$error":"#N/A"},64,{"$error":"#N/A"},28,{"$error":"#N/A"},38,{"$error":"#N/A"},68,{"$error":"#N/A"},58,{"$error":"#N/A"},60,{"$error":"#N/A"},59,{"$error":"#N/A"},72,{"$error":"#N/A"},91,{"$error":"#N/A"},99,{"$error":"#N/A"},null,null,null,"Monticello",56.9,{"$f":"TableT_MainLookup[[#This Row],[T_Main]]*0.4","v":22.76},38,null,null,"November",47.1,45.1,47.1,42.4,53.8,48.6,47.1,null,39,3.3,9.4,7.2,10.6,0,-1.7,-2.8,-7.2,-11,-0.6,0.1,0.9]
[1.6666666666666674,"2011-01-02","16:00:00",8.3000000000000007,39.019999999999996,"SUNDAY","On","1976-01-02","16:00:00",-0.6,46.94,null,null,"2003-01-02","16:00:00",-2,44.06,null,null,"1999-01-02","16:00:00",-6.1,48.019999999999996,null,null,null,null,12.2,32.54,null,null,null,null,3,28.94,null,null,null,null,2.2000000000000002,26.96,null,null,null,null,1.1000000000000001,17.96,null,null,null,null,-1.1000000000000001,12.02,null,null,null,null,0,32,null,null,null,null,-0.6,32.54,null,null,null,null,-2.2000000000000002,32.54,null,null,{"$error":"#N/A"},null,null,null,null,20,21,22,31,{"$error":"#N/A"},43,{"$error":"#N/A"},97,{"$error":"#N/A"},33,{"$error":"#N/A"},53,{"$error":"#N/A"},124,{"$error":"#N/A"},140,{"$error":"#N/A"},133,{"$error":"#N/A"},144,{"$error":"#N/A"},138,{"$error":"#N/A"},140,{"$error":"#N/A"},170,{"$error":"#N/A"},null,null,null,"New York City - Central Park",60.7,{"$f":"TableT_MainLookup[[#This Row],[T_Main]]*0.4","v":24.28},37,null,null,"December",42.5,40.799999999999997,42.5,38.299999999999997,48.6,44,42.5,null,40,3.9,8.3000000000000007,6.7,8.9,0.3,-1.7,-2.8,-7.8,-11.1,0,0.3,0.3]
[1.7083333333333341,"2011-01-02","17:00:00",7.8,37.58,"SUNDAY","On","1976-01-02","17:00:00",-1.1000000000000001,44.06,null,null,"2003-01-02","17:00:00",-2,45.14,null,null,"1999-01-02","17:00:00",-5.6,48.019999999999996,null,null,null,null,10.6,33.26,null,null,null,null,3,30.02,null,null,null,null,2.2000000000000002,26.96,null,null,null,null,0.6,17.96,null,null,null,null,-1.8,12.02,null,null,null,null,0,32,null,null,null,null,-1,32.9,null,null,null,null,-2.2000000000000002,24.08,null,null,{"$error":"#N/A"},null,null,null,null,18,19,20,25,{"$error":"#N/A"},23,{"$error":"#N/A"},65,{"$error":"#N/A"},26,{"$error":"#N/A"},36,{"$error":"#N/A"},100,{"$error":"#N/A"},185,{"$error":"#N/A"},129,{"$error":"#N/A"},146,{"$error":"#N/A"},129,{"$error":"#N/A"},125,{"$error":"#N/A"},136,{"$error":"#N/A"},null,null,null,"New York City - JFK",60.7,{"$f":"TableT_MainLookup[[#This Row],[T_Main]]*0.4","v":24.28},37,null,null,null,null,null,null,null,null,null,null,null,41,3.1,6.7,7.3,8.9,0.7,-1.1000000000000001,-2.8,-7.8,-11.1,0,0.5,-4.4000000000000004]
[1.7500000000000009,"2011-01-02","18:00:00",7.2,37.04,"SUNDAY","On","1976-01-02","18:00:00",-1.1000000000000001,42.08,null,null,"2003-01-02","18:00:00",-2,41.72,null,null,"1999-01-02","18:00:00",-5,42.980000000000004,null,null,null,null,11.1,33.44,null,null,null,null,3,30.02,null,null,null,null,2.2000000000000002,26.96,null,null,null,null,0.6,15.079999999999998,null,null,null,null,-2.6,10.399999999999999,null,null,null,null,-0.6,32.72,null,null,null,null,-1.3,32.54,null,null,null,null,-2.8,23,null,null,{"$error":"#N/A"},null,null,null,null,16,17,18,6,{"$error":"#N/A"},19,{"$error":"#N/A"},40,{"$error":"#N/A"},31,{"$error":"#N/A"},26,{"$error":"#N/A"},54,{"$error":"#N/A"},90,{"$error":"#N/A"},111,{"$error":"#N/A"},86,{"$error":"#N/A"},89,{"$error":"#N/A"},69,{"$error":"#N/A"},134,{"$error":"#N/A"},null,null,null,"New York City - Laguardia",60.7,{"$f":"TableT_MainLookup[[#This Row],[T_Main]]*0.4","v":24.28},37,null,null,null,null,null,null,null,null,null,null,null,42,2.8,5.6,5.4,6.1,0.8,-1.1000000000000001,-2.8,-9.4,-12,0.4,0.3,-5]
[1.7916666666666676,"2011-01-02","19:00:00",6.7,35.78,"SUNDAY","On","1976-01-02","19:00:00",-0.6,42.08,null,null,"2003-01-02","19:00:00",-2,40.64,null,null,"1999-01-02","19:00:00",-5,42.08,null,null,null,null,11.7,33.619999999999997,null,null,null,null,3,28.04,null,null,null,null,2.2000000000000002,26.96,null,null,null,null,0.6,14,null,null,null,null,-3.3,10.399999999999999,null,null,null,null,-0.6,33.08,null,null,null,null,-1.7,32.54,null,null,null,null,-3.9,21.92,null,null,{"$error":"#N/A"},null,null,null,null,14,15,16,29,{"$error":"#N/A"},7,{"$error":"#N/A"},49,{"$error":"#N/A"},6,{"$error":"#N/A"},33,{"$error":"#N/A"},43,{"$error":"#N/A"},171,{"$error":"#N/A"},125,{"$error":"#N/A"},96,{"$error":"#N/A"},72,{"$error":"#N/A"},83,{"$error":"#N/A"},191,{"$error":"#N/A"},null,null,null,"Niagara Falls",55.1,{"$f":"TableT_MainLookup[[#This Row],[T_Main]]*0.4","v":22.040000000000003},38,null,null,null,null,null,null,null,null,null,null,null,43,2.1,5.6,4.8,5.6,0.9,-2.2000000000000002,-2.8,-10,-12,0.6,0.3,-5.6]
[1.8333333333333344,"2011-01-02","20:00:00",6.1,35.42,"SUNDAY","On","1976-01-02","20:00:00",-0.6,39.92,null,null,"2003-01-02","20:00:00",-2,40.1,null,null,"1999-01-02","20:00:00",-4.4000000000000004,42.08,null,null,null,null,11.7,33.619999999999997,null,null,null,null,3,28.94,null,null,null,null,2.2000000000000002,26.96,null,null,null,null,0.6,14,null,null,null,null,-4.4000000000000004,10.940000000000001,null,null,null,null,-1.1000000000000001,33.44,null,null,null,null,-2.1,33.08,null,null,null,null,-3.9,21.02,null,null,{"$error":"#N/A"},null,null,null,null,12,13,14,9,{"$error":"#N/A"},4,{"$error":"#N/A"},10,{"$error":"#N/A"},0,0,22,{"$error":"#N/A"},13,{"$error":"#N/A"},71,{"$error":"#N/A"},61,{"$error":"#N/A"},46,{"$error":"#N/A"},45,{"$error":"#N/A"},30,{"$error":"#N/A"},97,{"$error":"#N/A"},null,null,null,"Poughkeepsie",56.9,{"$f":"TableT_MainLookup[[#This Row],[T_Main]]*0.4","v":22.76},38,null,null,null,null,null,null,null,null,null,null,null,44,1.9,4.4000000000000004,4.5,5.6,0.9,-1.7,-2.8,-10,-11.7,0.8,0.6,-6.1]
[1.8750000000000011,"2011-01-02","21:00:00",6.1,35.78,"SUNDAY","On","1976-01-02","21:00:00",-0.6,39.019999999999996,null,null,"2003-01-02","21:00:00",-3,38.840000000000003,null,null,"1999-01-02","21:00:00",-4.4000000000000004,39.92,null,null,null,null,11.7,33.619999999999997,null,null,null,null,3,24.98,null,null,null,null,1.7,26.96,null,null,null,null,-0.6,14,null,null,null,null,-5.6,12.2,null,null,null,null,-1.7,33.26,null,null,null,null,-2.4,32.9,null,null,null,null,-4.4000000000000004,19.04,null,null,{"$error":"#N/A"},null,null,null,null,10,11,12,4,{"$error":"#N/A"},3,{"$error":"#N/A"},9,{"$error":"#N/A"},0,0,12,{"$error":"#N/A"},25,{"$error":"#N/A"},47,{"$error":"#N/A"},54,{"$error":"#N/A"},54,{"$error":"#N/A"},40,{"$error":"#N/A"},21,{"$error":"#N/A"},93,{"$error":"#N/A"},null,null,null,"Rochester",55,{"$f":"TableT_MainLookup[[#This Row],[T_Main]]*0.4","v":22},38,null,null,null,null,null,null,null,null,null,null,null,45,2.1,3.9,3.8,4.4000000000000004,0.9,-3.9,-2.8,-10,-11,0.7,0.5,-7.2]
[1.9166666666666679,"2011-01-02","22:00:00",6.1,36.5,"SUNDAY","On","1976-01-02","22:00:00",0,37.94,null,null,"2003-01-02","22:00:00",-3,37.76,null,null,"1999-01-02","22:00:00",-4.4000000000000004,39.200000000000003,null,null,null,null,11.1,33.619999999999997,null,null,null,null,2,24.08,null,null,null,null,1.1000000000000001,26.96,null,null,null,null,-1.1000000000000001,12.920000000000002,null,null,null,null,-6.7,12.2,null,null,null,null,-1.7,33.08,null,null,null,null,-2.8,32.72,null,null,null,null,-4.4000000000000004,17.96,null,null,{"$error":"#N/A"},null,null,null,null,8,9,10,3,{"$error":"#N/A"},0,0,0,0,0,0,0,0,19,{"$error":"#N/A"},41,{"$error":"#N/A"},36,{"$error":"#N/A"},29,{"$error":"#N/A"},9,{"$error":"#N/A"},11,{"$error":"#N/A"},74,{"$error":"#N/A"},null,null,null,"Saranac Lake",55.4,{"$f":"TableT_MainLookup[[#This Row],[T_Main]]*0.4","v":22.16},39,null,null,null,null,null,null,null,null,null,null,null,46,2.5,3.3,3.2,4,0.9,-4.4000000000000004,-2.8,-10.6,-11,0.6,0.4,-7.8]
[1.9583333333333346,"2011-01-02","23:00:00",5.6,39.019999999999996,"SUNDAY","On","1976-01-02","23:00:00",0,37.94,null,null,"2003-01-02","23:00:00",-3,35.96,null,null,"1999-01-02","23:00:00",-4.4000000000000004,37.04,null,null,null,null,10.6,32.72,null,null,null,null,3,23,null,null,null,null,1.1000000000000001,26.6,null,null,null,null,-1.1000000000000001,12.920000000000002,null,null,null,null,-7.1,12.02,null,null,null,null,-2.2000000000000002,33.799999999999997,null,null,null,null,-3,32.54,null,null,null,null,-4.4000000000000004,17.600000000000001,null,null,{"$error":"#N/A"},null,null,null,null,6,7,8,10,{"$error":"#N/A"},0,0,0,0,0,0,4,{"$error":"#N/A"},10,{"$error":"#N/A"},11,{"$error":"#N/A"},29,{"$error":"#N/A"},21,{"$error":"#N/A"},6,{"$error":"#N/A"},8,{"$error":"#N/A"},48,{"$error":"#N/A"},null,null,null,"Syracuse",55,{"$f":"TableT_MainLookup[[#This Row],[T_Main]]*0.4","v":22},38,null,null,null,null,null,null,null,null,null,null,null,47,3.9,3.3,2.2000000000000002,2.8,0.4,-5,-3,-10.6,-11.1,1,0.3,-8]
[2.0000000000000013,"2011-01-02",1,4.4000000000000004,38.299999999999997,"SUNDAY","On","1976-01-02",1,0,37.04,null,null,"2003-01-02",1,-3,35.96,null,null,"1999-01-02",1,-3.9,37.04,null,null,null,null,10.6,28.04,null,null,null,null,3,21.02,null,null,null,null,1.1000000000000001,26.060000000000002,null,null,null,null,-2.2000000000000002,12.02,null,null,null,null,-7.4,10.399999999999999,null,null,null,null,-2.2000000000000002,33.619999999999997,null,null,null,null,-3.1,32,null,null,null,null,-4.4000000000000004,15.8,null,null,{"$error":"#N/A"},null,null,null,null,4,5,6,4,{"$error":"#N/A"},0,0,0,0,0,0,0,0,9,{"$error":"#N/A"},5,{"$error":"#N/A"},9,{"$error":"#N/A"},6,{"$error":"#N/A"},4,{"$error":"#N/A"},1,{"$error":"#N/A"},36,{"$error":"#N/A"},null,null,null,"Utica",55,{"$f":"TableT_MainLookup[[#This Row],[T_Main]]*0.4","v":22},38,null,null,null,null,null,null,null,null,null,null,null,48,3.5,2.8,2.2000000000000002,2.8,-2.2000000000000002,-6.1,-3.3,-11.1,-12,0.9,0,-9]
[2.0416666666666679,"2011-01-03","01:00:00",2.8,39.92,"WEEKDAY","On","1976-01-03","01:00:00",0,35.96,null,null,"2003-01-03","01:00:00",-3,35.24,null,null,"1999-01-03","01:00:00",-3.9,35.96,null,null,null,null,10.6,28.04,null,null,null,null,3,19.04,null,null,null,null,0.6,26.96,null,null,null,null,-2.8,12.02,null,null,null,null,-7.8,12.2,null,null,null,null,-2.8,33.799999999999997,null,null,null,null,-3.3,32,null,null,null,null,-5,15.8,null,null,{"$error":"#N/A"},null,null,null,null,2,3,4,3,{"$error":"#N/A"},0,0,0,0,0,0,0,0,16,{"$error":"#N/A"},20,{"$error":"#N/A"},15,{"$error":"#N/A"},6,{"$error":"#N/A"},2,{"$error":"#N/A"},9,{"$error":"#N/A"},43,{"$error":"#N/A"},null,null,null,"Watertown",55,{"$f":"TableT_MainLookup[[#This Row],[T_Main]]*0.4","v":22},38,null,null,null,null,null,null,null,null,null,null,null,49,4.4000000000000004,2.2000000000000002,1.8,2.2000000000000002,-2.2000000000000002,-7.2,-2.8,-11.1,-11,1,0,-9]
[2.0833333333333344,"2011-01-03","02:00:00",2.2000000000000002,39.92,"WEEKDAY","On","1976-01-03","02:00:00",1.7,35.96,null,null,"2003-01-03","02:00:00",-3,34.520000000000003,null,null,"1999-01-03","02:00:00",-2.8,35.96,null,null,null,null,10.6,28.04,null,null,null,null,3,15.079999999999998,null,null,null,null,0.6,26.96,null,null,null,null,-4.4000000000000004,12.02,null,null,null,null,-8.3000000000000007,12.02,null,null,null,null,-2.8,34.340000000000003,null,null,null,null,-3.7,32,null,null,null,null,-6.1,12.2,null,null,{"$error":"#N/A"},null,null,null,null,0,1,2,0,0,0,0,0,0,0,0,0,0,9,{"$error":"#N/A"},12,{"$error":"#N/A"},17,{"$error":"#N/A"},13,{"$error":"#N/A"},0,0,1,{"$error":"#N/A"},54,{"$error":"#N/A"},null,null,null,"Westhampton",60.7,{"$f":"TableT_MainLookup[[#This Row],[T_Main]]*0.4","v":24.28},37,null,null,null,null,null,null,null,null,null,null,null,50,4.4000000000000004,2.2000000000000002,1.4,2.2000000000000002,-2.2000000000000002,-9.4,-2.8,-11.1,-11.1,1.3,0,-11]
[2.1250000000000009,"2011-01-03","03:00:00",2.2000000000000002,39.019999999999996,"WEEKDAY","On","1976-01-03","03:00:00",1.7,34.880000000000003,null,null,"2003-01-03","03:00:00",-3,33.979999999999997,null,null,"1999-01-03","03:00:00",-1.1000000000000001,35.06,null,null,null,null,10.6,26.96,null,null,null,null,3,10.940000000000001,null,null,null,null,1.1000000000000001,26.96,null,null,null,null,-3.9,10.039999999999999,null,null,null,null,-8.9,12.2,null,null,null,null,-3.3,35.06,null,null,null,null,-4,32.72,null,null,null,null,-6.7,12.2,null,null,{"$error":"#N/A"},null,null,null,null,-2,-1,0,0,0,0,0,0,0,0,0,0,0,10,{"$error":"#N/A"},13,{"$error":"#N/A"},8,{"$error":"#N/A"},12,{"$error":"#N/A"},0,0,0,0,38,{"$error":"#N/A"},null,null,null,"White Plains",60.7,{"$f":"TableT_MainLookup[[#This Row],[T_Main]]*0.4","v":24.28},37,null,null,null,null,null,null,null,null,null,null,null,51,3.9,1.6,1.1000000000000001,1.7,-2.8,-11.7,-2.8,-12.2,-11,1.7,0.4,-11]
[2.1666666666666674,"2011-01-03","04:00:00",2.2000000000000002,41,"WEEKDAY","On","1976-01-03","04:00:00",1.7,35.06,null,null,"2003-01-03","04:00:00",-3,33.619999999999997,null,null,"1999-01-03","04:00:00",2.2000000000000002,35.96,null,null,null,null,10,26.96,null,null,null,null,3,8.9599999999999973,null,null,null,null,1.1000000000000001,26.96,null,null,null,null,-4.4000000000000004,10.399999999999999,null,null,null,null,-9.4,12.2,null,null,null,null,-3.3,35.06,null,null,null,null,-4.4000000000000004,33.44,null,null,null,null,-7.8,10.940000000000001,null,null,{"$error":"#N/A"},null,null,null,null,-4,-3,-2,0,0,0,0,0,0,0,0,0,0,0,0,14,{"$error":"#N/A"},6,{"$error":"#N/A"},26,{"$error":"#N/A"},0,0,0,0,54,{"$error":"#N/A"},null,null,null,null,null,null,null,null,null,null,null,null,null,null,null,null,null,null,52,5,1.7,0.9,2.2000000000000002,-2.8,-12.8,-2.8,-12,-11,1.7,0.8,-11.7]
[2.2083333333333339,"2011-01-03","05:00:00",1.7,41,"WEEKDAY","On","1976-01-03","05:00:00",2.2000000000000002,33.799999999999997,null,null,"2003-01-03","05:00:00",-3,32.9,null,null,"1999-01-03","05:00:00",3.9,35.6,null,null,null,null,10,26.060000000000002,null,null,null,null,4,6.98,null,null,null,null,1.1000000000000001,26.060000000000002,null,null,null,null,-5,10.039999999999999,null,null,null,null,-9.1999999999999993,12.920000000000002,null,null,null,null,-3.9,33.979999999999997,null,null,null,null,-4.8,33.619999999999997,null,null,null,null,-9.4,8.5999999999999979,null,null,{"$error":"#N/A"},null,null,null,null,-6,-5,-4,0,0,0,0,0,0,0,0,0,0,0,0,2,{"$error":"#N/A"},6,{"$error":"#N/A"},6,{"$error":"#N/A"},0,0,0,0,6,{"$error":"#N/A"},null,null,null,null,null,null,null,null,null,null,null,null,null,null,null,null,null,null,53,5,1,0.5,2,-3.3,-13.9,-3.3,-12.2,-10.6,1.1000000000000001,0.9,-13]
[2.2500000000000004,"2011-01-03","06:00:00",1.7,40.28,"WEEKDAY","On","1976-01-03","06:00:00",2.2000000000000002,33.26,null,null,"2003-01-03","06:00:00",-2,32.18,null,null,"1999-01-03","06:00:00",4,35.06,null,null,null,null,10,24.98,null,null,null,null,4,5,null,null,null,null,1.7,26.96,null,null,null,null,-5,10.399999999999999,null,null,null,null,-9.1,12.2,null,null,null,null,-4.4000000000000004,34.520000000000003,null,null,null,null,-5.2,35.06,null,null,null,null,-10.6,6.0799999999999983,null,null,{"$error":"#N/A"},null,null,null,null,-8,-7,-6,0,0,0,0,0,0,0,0,0,0,0,0,0,0,0,0,7,{"$error":"#N/A"},0,0,0,0,15,{"$error":"#N/A"},null,null,null,null,null,null,null,null,null,null,null,null,null,null,null,null,null,null,54,4.5999999999999996,0.7,0.1,1.7,-3.9,-15,-2.8,-12,-11,1.4,1.7,-14.4]
[2.291666666666667,"2011-01-03","07:00:00",1.7,40.1,"WEEKDAY","On","1976-01-03","07:00:00",2.8,33.44,null,null,"2003-01-03","07:00:00",-2,32.18,null,null,"1999-01-03","07:00:00",5.6,35.96,null,null,null,null,10,24.08,null,null,null,null,6,3.9200000000000017,null,null,null,null,1.7,28.04,null,null,null,null,-5.6,8.9599999999999973,null,null,null,null,-8.9,12.2,null,null,null,null,-4.4000000000000004,33.979999999999997,null,null,null,null,-5.6,34.700000000000003,null,null,null,null,-10.6,5,null,null,{"$error":"#N/A"},null,null,null,null,-10,-9,-8,0,0,0,0,0,0,0,0,0,0,0,0,2,{"$error":"#N/A"},0,0,10,{"$error":"#N/A"},0,0,0,0,13,{"$error":"#N/A"},null,null,null,null,null,null,null,null,null,null,null,null,null,null,null,null,null,null,55,4.5,0.8,0.1,2.2000000000000002,-4.4000000000000004,-15.6,-2.2000000000000002,-12.8,-11,1.1000000000000001,1.5,-15]
[2.3333333333333335,"2011-01-03","08:00:00",2.2000000000000002,40.46,"WEEKDAY","On","1976-01-03","08:00:00",4.4000000000000004,33.979999999999997,null,null,"2003-01-03","08:00:00",-2,32.54,null,null,"1999-01-03","08:00:00",7.8,35.96,null,null,null,null,10,23,null,null,null,null,7,3.019999999999996,null,null,null,null,2.2000000000000002,28.04,null,null,null,null,-5,8.9599999999999973,null,null,null,null,-8.3000000000000007,12.02,null,null,null,null,-4.4000000000000004,33.979999999999997,null,null,null,null,-5.6,34.700000000000003,null,null,null,null,-11.1,5,null,null,{"$error":"#N/A"},null,null,null,null,-12,-11,-10,0,0,0,0,0,0,0,0,0,0,0,0,2,{"$error":"#N/A"},0,0,1,{"$error":"#N/A"},0,0,0,0,10,{"$error":"#N/A"},null,null,null,null,null,null,null,null,null,null,null,null,null,null,null,null,null,null,56,4.7,1.1000000000000001,0.3,2.2000000000000002,-5,-16.100000000000001,-2.2000000000000002,-12.8,-11.1,1.1000000000000001,1.5,-15]
[2.375,"2011-01-03","09:00:00",2.2000000000000002,40.28,"WEEKDAY","On","1976-01-03","09:00:00",4.4000000000000004,34.340000000000003,null,null,"2003-01-03","09:00:00",-1,32.72,null,null,"1999-01-03","09:00:00",8.3000000000000007,37.04,null,null,null,null,11.1,23,null,null,null,null,7,5,null,null,null,null,2.2000000000000002,30.02,null,null,null,null,-4.4000000000000004,8.5999999999999979,null,null,null,null,-7.8,10.399999999999999,null,null,null,null,-5,34.520000000000003,null,null,null,null,-5.6,34.700000000000003,null,null,null,null,-11.7,3.1999999999999993,null,null,{"$error":"#N/A"},null,null,null,null,-14,-13,-12,0,0,0,0,0,0,0,0,0,0,0,0,0,0,0,0,3,{"$error":"#N/A"},0,0,0,0,2,{"$error":"#N/A"},null,null,null,null,null,null,null,null,null,null,null,null,null,null,null,null,null,null,57,4.5999999999999996,1.3,0.4,2.8,-5,-15,-1.1000000000000001,-13,-12,1.4,1.5,-16]
[2.4166666666666665,"2011-01-03","10:00:00",2.8,40.64,"WEEKDAY","On","1976-01-03","10:00:00",5,34.700000000000003,null,null,"2003-01-03","10:00:00",-1,33.26,null,null,"1999-01-03","10:00:00",10,37.94,null,null,null,null,12.2,24.08,null,null,null,null,8,8.0599999999999987,null,null,null,null,2.8,30.02,null,null,null,null,-4.4000000000000004,8.5999999999999979,null,null,null,null,-7.2,10.399999999999999,null,null,null,null,-5.6,33.979999999999997,null,null,null,null,-5.6,34.700000000000003,null,null,null,null,-11.7,3.9200000000000017,null,null,{"$error":"#N/A"},null,null,null,null,-16,-15,-14,0,0,0,0,0,0,0,0,0,0,0,0,1,{"$error":"#N/A"},0,0,1,{"$error":"#N/A"},0,0,0,0,2,{"$error":"#N/A"},null,null,null,null,null,null,null,null,null,null,null,null,null,null,null,null,null,null,58,4.8,1.5,0.7,3.3,-4.4000000000000004,-13.3,-1.1000000000000001,-13,-12,1.1000000000000001,1.5,-15.6]
[2.458333333333333,"2011-01-03","11:00:00",3.3,42.980000000000004,"WEEKDAY","On","1976-01-03","11:00:00",5.6,35.06,null,null,"2003-01-03","11:00:00",-1,34.340000000000003,null,null,"1999-01-03","11:00:00",12,40.28,null,null,null,null,15,26.060000000000002,null,null,null,null,9,10.039999999999999,null,null,null,null,3.3,32.36,null,null,null,null,-3.9,8.9599999999999973,null,null,null,null,-6.5,10.039999999999999,null,null,null,null,-5,33.08,null,null,null,null,-5.6,34.700000000000003,null,null,null,null,-11.7,3.9200000000000017,null,null,{"$error":"#N/A"},null,null,null,null,-18,-17,-16,0,0,0,0,0,0,0,0,0,0,0,0,1,{"$error":"#N/A"},0,0,2,{"$error":"#N/A"},0,0,0,0,0,0,null,null,null,null,null,null,null,null,null,null,null,null,null,null,null,null,null,null,59,6.1,1.7,1.3,4.5999999999999996,-3.3,-12.2,0.2,-12.8,-12.2,0.6,1.5,-15.6]
[2.4999999999999996,"2011-01-03","12:00:00",3.9,42.980000000000004,"WEEKDAY","On","1976-01-03","12:00:00",5.6,35.96,null,null,"2003-01-03","12:00:00",-1,33.979999999999997,null,null,"1999-01-03","12:00:00",10.6,40.1,null,null,null,null,15.6,26.96,null,null,null,null,9,14,null,null,null,null,3.9,33.619999999999997,null,null,null,null,-3.9,10.399999999999999,null,null,null,null,-5.7,12.2,null,null,null,null,-5,33.08,null,null,null,null,-5.6,34.700000000000003,null,null,null,null,-11.1,3.9200000000000017,null,null,{"$error":"#N/A"},null,null,null,null,-20,-19,-18,0,0,0,0,0,0,0,0,0,0,0,0,3,{"$error":"#N/A"},0,0,2,{"$error":"#N/A"},0,0,0,0,0,0,null,null,null,null,null,null,null,null,null,null,null,null,null,null,null,null,null,null,60,6.1,2.2000000000000002,1.1000000000000001,4.5,-2.8,-10,0.9,-12,-11,0.6,1.5,-15.6]
[2.5416666666666661,"2011-01-03","13:00:00",4.4000000000000004,44.06,"WEEKDAY","On","1976-01-03","13:00:00",5,37.04,null,null,"2003-01-03","13:00:00",-1,33.979999999999997,null,null,"1999-01-03","13:00:00",10,39.019999999999996,null,null,null,null,17.2,30.02,null,null,null,null,10,15.98,null,null,null,null,3.3,34.340000000000003,null,null,null,null,-2.8,10.399999999999999,null,null,null,null,-5,12.2,null,null,null,null,-5,33.979999999999997,null,null,null,null,-5.6,35.24,null,null,null,null,-11.1,3.9200000000000017,null,null,{"$error":"#N/A"},null,null,null,null,-22,-21,-20,0,0,0,0,0,0,0,0,0,0,0,0,0,0,0,0,3,{"$error":"#N/A"},0,0,0,0,0,0,null,null,null,null,null,null,null,null,null,null,null,null,null,null,null,null,null,null,61,6.7,2.8,1.1000000000000001,3.9,-1.1000000000000001,-8.9,1.3,-12,-11,1.1000000000000001,1.8,-15.6]
[2.5833333333333326,"2011-01-03","14:00:00",3.9,44.06,"WEEKDAY","On","1976-01-03","14:00:00",5,37.94,null,null,"2003-01-03","14:00:00",-1,35.06,null,null,"1999-01-03","14:00:00",10,39.019999999999996,null,null,null,null,13.9,30.92,null,null,null,null,11,17.96,null,null,null,null,3.3,34.700000000000003,null,null,null,null,-2.2000000000000002,10.940000000000001,null,null,null,null,-5.4,14,null,null,null,null,-5.6,33.979999999999997,null,null,null,null,-6,35.24,null,null,null,null,-10.6,5,null,null,{"$error":"#N/A"},null,null,null,null,-24,-23,-22,0,0,0,0,0,0,0,0,0,0,0,0,0,0,0,0,0,0,0,0,0,0,0,0,null,null,null,null,null,null,null,null,null,null,null,null,null,null,null,null,null,null,62,6.7,3.3,1.7,3.9,-0.6,-7.8,1.5,-11.7,-10,1.1000000000000001,1.8,-15]
[2.6249999999999991,"2011-01-03","15:00:00",4.4000000000000004,42.980000000000004,"WEEKDAY","On","1976-01-03","15:00:00",5,37.04,null,null,"2003-01-03","15:00:00",-1,35.6,null,null,"1999-01-03","15:00:00",10,41.36,null,null,null,null,12.2,30.92,null,null,null,null,10,19.939999999999998,null,null,null,null,2.8,34.340000000000003,null,null,null,null,-1.7,12.02,null,null,null,null,-5.7,15.8,null,null,null,null,-6.1,33.979999999999997,null,null,null,null,-6.3,35.6,null,null,null,null,-10.6,3.1999999999999993,null,null,{"$error":"#N/A"},null,null,null,null,null,null,null,{"$f":"SUM(CD18:CD80)","v":8760},{"$f":"SUMPRODUCT(CD18:CD80,CE18:CE80)/CD81","v":{"$error":"#N/A"}},0,0,0,0,{"$f":"SUM(CJ18:CJ80)","v":8760},0,{"$f":"SUM(CL18:CL80)","v":8760},0,{"$f":"SUM(CN18:CN80)","v":8760},{"$f":"SUMPRODUCT(CN18:CN80,CO18:CO80)/CN81","v":{"$error":"#N/A"}},{"$f":"SUM(CP18:CP80)","v":8760},{"$f":"SUMPRODUCT(CP18:CP80,CQ18:CQ80)/CP81","v":{"$error":"#N/A"}},{"$f":"SUM(CR18:CR80)","v":8760},{"$f":"SUMPRODUCT(CR18:CR80,CS18:CS80)/CR81","v":{"$error":"#N/A"}},{"$f":"SUM(CT18:CT80)","v":8760},{"$f":"SUMPRODUCT(CT18:CT80,CU18:CU80)/CT81","v":{"$error":"#N/A"}},{"$f":"SUM(CV18:CV80)","v":8760},{"$f":"SUMPRODUCT(CV18:CV80,CW18:CW80)/CV81","v":{"$error":"#N/A"}},{"$f":"SUM(CX18:CX80)","v":8760},{"$f":"SUMPRODUCT(CX18:CX80,CY18:CY80)/CX81","v":{"$error":"#N/A"}},{"$f":"SUM(CZ18:CZ80)","v":8760},{"$f":"SUMPRODUCT(CZ18:CZ80,DA18:DA80)/CZ81","v":{"$error":"#N/A"}},null,null,null,null,null,null,null,null,null,null,null,null,null,null,null,null,null,null,63,6.1,2.8,2,5.2,-0.6,-6.7,1.3,-11.1,-9,1.1000000000000001,2,-16]
[2.6666666666666656,"2011-01-03","16:00:00",4.4000000000000004,41,"WEEKDAY","On","1976-01-03","16:00:00",4.4000000000000004,37.04,null,null,"2003-01-03","16:00:00",-1,35.6,null,null,"1999-01-03","16:00:00",10,39.200000000000003,null,null,null,null,11.1,30.02,null,null,null,null,9,23,null,null,null,null,1.7,34.159999999999997,null,null,null,null,-3.9,12.920000000000002,null,null,null,null,-6.1,15.8,null,null,null,null,-6.1,33.799999999999997,null,null,null,null,-6.7,34.340000000000003,null,null,null,null,-10.6,3.019999999999996,null,null,{"$error":"#N/A"},null,null,null,null,null,null,"TOTAL",null,null,null,null,null,null,null,null,null,null,null,null,null,null,null,null,null,null,null,null,null,null,null,null,null,null,null,null,null,null,null,null,null,null,null,null,null,null,null,null,null,null,64,5,2.8,2,4,-1.1000000000000001,-5,1.2,-10.6,-9,1,1.3,-16.100000000000001]
[2.7083333333333321,"2011-01-03","17:00:00",3.9,41,{"$f":"IF(WEEKDAY(B83)=1,\"SUNDAY\",IF(WEEKDAY(B83)=7,\"SATURDAY\",\"WEEKDAY\"))","v":"WEEKDAY"},{"$f":"IFERROR(IF(F83=\"WEEKDAY\",VLOOKUP(C83,$DE$19:$DH$42,2),IF(F83=\"SATURDAY\",VLOOKUP(C83,$DE$19:$DH$42,3),VLOOKUP(C83,$DE$19:$DH$42,4))),\"On\")","v":"On"},"1976-01-03","17:00:00",4.4000000000000004,37.04,null,null,"2003-01-03","17:00:00",-1,35.06,null,null,"1999-01-03","17:00:00",5.6,39.019999999999996,null,null,null,null,10,33.26,null,null,null,null,8,19.04,null,null,null,null,1.7,33.979999999999997,null,null,null,null,-4.4000000000000004,12.920000000000002,null,null,null,null,-6.8,15.98,null,null,null,null,-6.7,30.92,null,null,null,null,-7.4,32.9,null,null,null,null,-10.6,1.0399999999999991,null,null,{"$f":"$BV$12-($BV$13/2)*COS((A83-$BV$14)*(2*PI()/365))","v":{"$error":"#N/A"}},null,null,null,null,null,null,null,null,null,null,null,null,null,null,null,null,null,null,null,null,null,null,null,null,null,null,null,null,null,null,null,null,null,null,null,null,null,null,null,null,null,null,null,null,null,null,null,null,null,65,5,2.8,1.7,3.9,0.7,-7.2,1.1000000000000001,-10.6,-8.9,-0.6,0.5,-17.2]
[2.7499999999999987,"2011-01-03","18:00:00",3.3,{"$f":"CONVERT(CHOOSE($D$9,D84,DU84), \"C\", \"F\")","v":39.92},"WEEKDAY","On","1976-01-03","18:00:00",4.4000000000000004,{"$f":"CONVERT(CHOOSE($D$9,J84,DV84), \"C\", \"F\")","v":37.04},null,null,"2003-01-03","18:00:00",-1,{"$f":"CONVERT(CHOOSE($D$9,P84,DW84), \"C\", \"F\")","v":33.979999999999997},null,null,"1999-01-03","18:00:00",6.1,{"$f":"CONVERT(CHOOSE($D$9,V84,DX84), \"C\", \"F\")","v":40.28},null,null,null,null,8.9,{"$f":"CONVERT(CHOOSE($D$9,AB84,DY84), \"C\", \"F\")","v":33.799999999999997},null,null,null,null,8,{"$f":"CONVERT(CHOOSE($D$9,AH84,DZ84), \"C\", \"F\")","v":17.96},null,null,null,null,0.6,{"$f":"CONVERT(CHOOSE($D$9,AN84,EA84), \"C\", \"F\")","v":30.92},null,null,null,null,-5,{"$f":"CONVERT(CHOOSE($D$9,AT84,EB84), \"C\", \"F\")","v":14},null,null,null,null,-7.6,{"$f":"CONVERT(CHOOSE($D$9,AZ84,EC84), \"C\", \"F\")","v":14},null,null,null,null,-7.2,{"$f":"CONVERT(CHOOSE($D$9,BF84,ED84), \"C\", \"F\")","v":28.04},null,null,null,null,-8.1999999999999993,{"$f":"CONVERT(CHOOSE($D$9,BL84,EE84), \"C\", \"F\")","v":28.94},null,null,null,null,-10.6,{"$f":"CONVERT(CHOOSE($D$9,BR84,EF84), \"C\", \"F\")","v":1.0399999999999991},null,null,{"$error":"#N/A"},null,null,null,null,null,null,null,null,null,null,null,null,null,null,null,null,null,null,null,null,null,null,null,null,null,null,null,null,null,null,null,null,null,null,null,null,null,null,null,null,null,null,null,null,null,null,null,null,null,66,4.4000000000000004,2.8,1.1000000000000001,4.5999999999999996,1,-7.8,-0.6,-10,-10,-2.2000000000000002,-1.7,-17.2]
[{"$f":"A84+1/24","v":2.7916666666666652},"2011-01-03","19:00:00",3.3,39.019999999999996,"WEEKDAY","On","1976-01-03","19:00:00",4.4000000000000004,37.04,null,null,"2003-01-03","19:00:00",-1,33.799999999999997,null,null,"1999-01-03","19:00:00",7.8,37.94,null,null,null,null,8.9,33.619999999999997,null,null,null,null,8,19.04,null,null,null,null,0.6,30.92,null,null,null,null,-5,15.079999999999998,null,null,null,null,-8.3000000000000007,14,null,null,null,null,-7.2,26.96,null,null,null,null,-8.9,28.04,null,null,null,null,-10.6,1.0399999999999991,null,null,{"$error":"#N/A"},null,null,null,null,null,null,null,null,null,null,null,null,null,null,null,null,null,null,null,null,null,null,null,null,null,null,null,null,null,null,null,null,null,null,null,null,null,null,null,null,null,null,null,null,null,null,null,null,null,67,3.9,2.8,1,3.3,0.9,-7.2,-0.6,-9.4,-10,-2.8,-2.2000000000000002,-17.2]
[2.8333333333333317,"2011-01-03","20:00:00",2.8,39.019999999999996,"WEEKDAY","On","1976-01-03","20:00:00",3.9,35.96,null,null,"2003-01-03","20:00:00",-1,34.340000000000003,null,null,"1999-01-03","20:00:00",7.2,37.94,null,null,null,null,8.9,34.159999999999997,null,null,null,null,8,19.04,null,null,null,null,-2.8,30.92,null,null,null,null,-6.7,15.079999999999998,null,null,null,null,-8.6999999999999993,14,null,null,null,null,-7.8,26.96,null,null,null,null,-9.1,26.96,null,null,null,null,-10.6,-3.9999999999999147E-2,null,null,{"$error":"#N/A"},null,null,null,null,null,null,null,null,null,null,null,null,null,null,null,null,null,null,null,null,null,null,null,null,null,null,null,null,null,null,null,null,null,null,null,null,null,null,null,null,null,null,null,null,null,null,null,null,null,68,3.9,2.2000000000000002,1.3,3.3,1.2,-7.2,-0.6,-9.4,-10,-2.8,-2.8,-17.8]
[2.8749999999999982,"2011-01-03","21:00:00",1.7,37.94,"WEEKDAY","On","1976-01-03","21:00:00",3.9,35.96,null,null,"2003-01-03","21:00:00",-1,34.159999999999997,null,null,"1999-01-03","21:00:00",5.6,37.04,null,null,null,null,9.4,34.520000000000003,null,null,null,null,7,17.96,null,null,null,null,-5,26.060000000000002,null,null,null,null,-6.7,17.059999999999999,null,null,null,null,-9,14,null,null,null,null,-7.8,24.08,null,null,null,null,-9.1999999999999993,24.98,null,null,null,null,-10.6,-3.9999999999999147E-2,null,null,{"$error":"#N/A"},null,null,null,null,null,null,null,null,null,null,null,null,null,null,null,null,null,null,null,null,null,null,null,null,null,null,null,null,null,null,null,null,null,null,null,null,null,null,null,null,null,null,null,null,null,null,null,null,null,69,3.3,2.2000000000000002,1.2,2.8,1.4,-7.8,-3.3,-8.3000000000000007,-10,-4.4000000000000004,-3.9,-17.8]
[2.9166666666666647,"2011-01-03","22:00:00",1.7,37.58,"WEEKDAY","On","1976-01-03","22:00:00",3.3,35.96,null,null,"2003-01-03","22:00:00",0,34.340000000000003,null,null,"1999-01-03","22:00:00",3.3,37.04,null,null,null,null,10,34.700000000000003,null,null,null,null,7,17.96,null,null,null,null,-6.7,24.08,null,null,null,null,-7.2,17.059999999999999,null,null,null,null,-9.4,14,null,null,null,null,-8.9,23,null,null,null,null,-9.4,23,null,null,null,null,-10.6,-3.9999999999999147E-2,null,null,{"$error":"#N/A"},null,null,null,null,null,null,null,null,null,null,null,null,null,null,null,null,null,null,null,null,null,null,null,null,null,null,null,null,null,null,null,null,null,null,null,null,null,null,null,null,null,null,null,null,null,null,null,null,null,70,3.1,2.2000000000000002,1.3,2.8,1.5,-7.8,-4.4000000000000004,-8.3000000000000007,-10,-5,-5,-17.8]
[2.9583333333333313,"2011-01-03","23:00:00",1.7,36.68,"WEEKDAY","On","1976-01-03","23:00:00",3.3,35.42,null,null,"2003-01-03","23:00:00",1,33.799999999999997,null,null,"1999-01-03","23:00:00",1.1000000000000001,37.04,null,null,null,null,9.4,34.880000000000003,null,null,null,null,7,17.059999999999999,null,null,null,null,-7.2,23,null,null,null,null,-7.8,17.059999999999999,null,null,null,null,-10.3,14,null,null,null,null,-8.3000000000000007,23,null,null,null,null,-10.5,21.92,null,null,null,null,-10.6,-0.94000000000000483,null,null,{"$error":"#N/A"},null,null,null,null,null,null,null,null,null,null,null,null,null,null,null,null,null,null,null,null,null,null,null,null,null,null,null,null,null,null,null,null,null,null,null,null,null,null,null,null,null,null,null,null,null,null,null,null,null,71,2.6,1.9,1,2.8,1.6,-8.3000000000000007,-5,-8.3000000000000007,-10,-5,-5.6,-18.3]
[2.9999999999999978,"2011-01-03",1,1.7,36.32,"WEEKDAY","On","1976-01-03",1,3.3,35.96,null,null,"2003-01-03",1,1,33.799999999999997,null,null,"1999-01-03",1,0.6,37.04,null,null,null,null,10,35.06,null,null,null,null,7,17.059999999999999,null,null,null,null,-7.8,21.92,null,null,null,null,-8.3000000000000007,17.96,null,null,null,null,-11.3,15.079999999999998,null,null,null,null,-8.3000000000000007,19.939999999999998,null,null,null,null,-11.7,19.04,null,null,null,null,-10.6,-2.019999999999996,null,null,{"$error":"#N/A"},null,null,null,null,null,null,null,null,null,null,null,null,null,null,null,null,null,null,null,null,null,null,null,null,null,null,null,null,null,null,null,null,null,null,null,null,null,null,null,null,null,null,null,null,null,null,null,null,null,72,2.4,2.2000000000000002,1,2.8,1.7,-8.3000000000000007,-5.6,-7.8,-9.4,-6.7,-7.2,-18.899999999999999]
[3.0416666666666643,"2011-01-04","01:00:00",1.7,35.6,"WEEKDAY","On","1976-01-04","01:00:00",2.8,35.96,null,null,"2003-01-04","01:00:00",0,33.979999999999997,null,null,"1999-01-04","01:00:00",0,37.04,null,null,null,null,10,35.06,null,null,null,null,7,17.059999999999999,null,null,null,null,-7.8,21.02,null,null,null,null,-10,19.04,null,null,null,null,-12.2,15.8,null,null,null,null,-8.3000000000000007,17.96,null,null,null,null,-12.8,19.04,null,null,null,null,-10.6,-2.019999999999996,null,null,{"$error":"#N/A"},null,null,null,null,null,null,null,null,null,null,null,null,null,null,null,null,null,null,null,null,null,null,null,null,null,null,null,null,null,null,null,null,null,null,null,null,null,null,null,null,null,null,null,null,null,null,null,null,null,73,2,2.2000000000000002,1.1000000000000001,2.8,1.7,-8.3000000000000007,-6.1,-7.2,-9,-7.8,-7.2,-18.899999999999999]
[3.0833333333333308,"2011-01-04","02:00:00",1.7,34.880000000000003,"WEEKDAY","On","1976-01-04","02:00:00",2.2000000000000002,35.96,null,null,"2003-01-04","02:00:00",0,34.159999999999997,null,null,"1999-01-04","02:00:00",-0.5,37.04,null,null,null,null,10.6,35.06,null,null,null,null,6,19.939999999999998,null,null,null,null,-7.8,19.939999999999998,null,null,null,null,-10,19.04,null,null,null,null,-11.8,15.079999999999998,null,null,null,null,-8.3000000000000007,17.96,null,null,null,null,-12.6,17.96,null,null,null,null,-10.6,-2.9200000000000017,null,null,{"$error":"#N/A"},null,null,null,null,null,null,null,null,null,null,null,null,null,null,null,null,null,null,null,null,null,null,null,null,null,null,null,null,null,null,null,null,null,null,null,null,null,null,null,null,null,null,null,null,null,null,null,null,null,74,1.6,2.2000000000000002,1.2,2.8,1.7,-6.7,-6.7,-7.2,-9.4,-7.8,-7.8,-19.399999999999999]
[3.1249999999999973,"2011-01-04","03:00:00",1.1000000000000001,35.24,"WEEKDAY","On","1976-01-04","03:00:00",1.7,35.06,null,null,"2003-01-04","03:00:00",-1,34.159999999999997,null,null,"1999-01-04","03:00:00",-1.1000000000000001,35.96,null,null,null,null,12.2,34.880000000000003,null,null,null,null,6,30.02,null,null,null,null,-7.8,17.059999999999999,null,null,null,null,-10,17.96,null,null,null,null,-11.5,15.079999999999998,null,null,null,null,-10,14,null,null,null,null,-12.4,17.059999999999999,null,null,null,null,-12.2,-2.9200000000000017,null,null,{"$error":"#N/A"},null,null,null,null,null,null,null,null,null,null,null,null,null,null,null,null,null,null,null,null,null,null,null,null,null,null,null,null,null,null,null,null,null,null,null,null,null,null,null,null,null,null,null,null,null,null,null,null,null,75,1.8,1.7,1.2,2.2000000000000002,1.6,-1.1000000000000001,-8.3000000000000007,-7.8,-9.4,-10,-8.3000000000000007,-19.399999999999999]
[3.1666666666666639,"2011-01-04","04:00:00",0.6,34.880000000000003,"WEEKDAY","On","1976-01-04","04:00:00",1.1000000000000001,35.06,null,null,"2003-01-04","04:00:00",-1,33.979999999999997,null,null,"1999-01-04","04:00:00",-1.7,35.96,null,null,null,null,12.8,34.700000000000003,null,null,null,null,6,30.02,null,null,null,null,-7.8,17.059999999999999,null,null,null,null,-10,17.96,null,null,null,null,-11.1,15.8,null,null,null,null,-10.6,15.079999999999998,null,null,null,null,-12.2,15.079999999999998,null,null,null,null,-13.3,-2.9200000000000017,null,null,{"$error":"#N/A"},null,null,null,null,null,null,null,null,null,null,null,null,null,null,null,null,null,null,null,null,null,null,null,null,null,null,null,null,null,null,null,null,null,null,null,null,null,null,null,null,null,null,null,null,null,null,null,null,null,76,1.6,1.7,1.1000000000000001,2.2000000000000002,1.5,-1.1000000000000001,-8.3000000000000007,-7.8,-9,-9.4,-9.4,-19.399999999999999]
[3.2083333333333304,"2011-01-04","05:00:00",0,34.700000000000003,"WEEKDAY","On","1976-01-04","05:00:00",0,35.06,null,null,"2003-01-04","05:00:00",-2,33.44,null,null,"1999-01-04","05:00:00",-2.8,35.96,null,null,null,null,12.2,34.340000000000003,null,null,null,null,6,30.92,null,null,null,null,-7.8,15.98,null,null,null,null,-10.6,17.96,null,null,null,null,-11.7,15.079999999999998,null,null,null,null,-12.2,15.079999999999998,null,null,null,null,-12.9,14,null,null,null,null,-14.4,-2.9200000000000017,null,null,{"$error":"#N/A"},null,null,null,null,null,null,null,null,null,null,null,null,null,null,null,null,null,null,null,null,null,null,null,null,null,null,null,null,null,null,null,null,null,null,null,null,null,null,null,null,null,null,null,null,null,null,null,null,null,77,1.5,1.7,0.8,2.2000000000000002,1.3,-0.6,-8.9,-7.8,-9.4,-9.4,-10,-19.399999999999999]
[3.2499999999999969,"2011-01-04","06:00:00",-1.1000000000000001,32.18,"WEEKDAY","On","1976-01-04","06:00:00",-0.6,33.979999999999997,null,null,"2003-01-04","06:00:00",-2,32.72,null,null,"1999-01-04","06:00:00",-3.3,35.96,null,null,null,null,12.8,35.42,null,null,null,null,5,30.92,null,null,null,null,-7.8,14,null,null,null,null,-10.6,19.04,null,null,null,null,-12.2,15.8,null,null,null,null,-12.2,14,null,null,null,null,-13.7,12.920000000000002,null,null,null,null,-15,-2.9200000000000017,null,null,{"$error":"#N/A"},null,null,null,null,null,null,null,null,null,null,null,null,null,null,null,null,null,null,null,null,null,null,null,null,null,null,null,null,null,null,null,null,null,null,null,null,null,null,null,null,null,null,null,null,null,null,null,null,null,78,0.1,1.1000000000000001,0.4,2.2000000000000002,1.9,-0.6,-10,-7.2,-9,-10,-10.6,-19.399999999999999]
[3.2916666666666634,"2011-01-04","07:00:00",-1.7,32,"WEEKDAY","On","1976-01-04","07:00:00",-0.6,33.979999999999997,null,null,"2003-01-04","07:00:00",-2,32.54,null,null,"1999-01-04","07:00:00",-3.9,35.96,null,null,null,null,11.7,35.24,null,null,null,null,5,30.92,null,null,null,null,-7.8,10.940000000000001,null,null,null,null,-10.6,19.04,null,null,null,null,-12.8,15.8,null,null,null,null,-12.8,14,null,null,null,null,-14.4,12.2,null,null,null,null,-17.2,-2.9200000000000017,null,null,{"$error":"#N/A"},null,null,null,null,null,null,null,null,null,null,null,null,null,null,null,null,null,null,null,null,null,null,null,null,null,null,null,null,null,null,null,null,null,null,null,null,null,null,null,null,null,null,null,null,null,null,null,null,null,79,0,1.1000000000000001,0.3,2.2000000000000002,1.8,-0.6,-11.7,-7.2,-9,-10,-11,-19.399999999999999]
[3.3333333333333299,"2011-01-04","08:00:00",-1.7,32.18,"WEEKDAY","On","1976-01-04","08:00:00",-1.7,34.520000000000003,null,null,"2003-01-04","08:00:00",-2,33.08,null,null,"1999-01-04","08:00:00",-3.9,35.96,null,null,null,null,12.2,35.42,null,null,null,null,4,30.92,null,null,null,null,-7.8,10.039999999999999,null,null,null,null,-10,19.04,null,null,null,null,-11.7,15.079999999999998,null,null,null,null,-13.3,12.920000000000002,null,null,null,null,-13.1,12.920000000000002,null,null,null,null,-16.7,-2.019999999999996,null,null,{"$error":"#N/A"},null,null,null,null,null,null,null,null,null,null,null,null,null,null,null,null,null,null,null,null,null,null,null,null,null,null,null,null,null,null,null,null,null,null,null,null,null,null,null,null,null,null,null,null,null,null,null,null,null,80,0.1,1.4,0.6,2.2000000000000002,1.9,-0.6,-12.2,-7.2,-9.4,-10.6,-10.6,-18.899999999999999]
[3.3749999999999964,"2011-01-04","09:00:00",-1.1000000000000001,32.36,"WEEKDAY","On","1976-01-04","09:00:00",-1.7,35.06,null,null,"2003-01-04","09:00:00",-2,33.619999999999997,null,null,"1999-01-04","09:00:00",-3.3,35.96,null,null,null,null,12.2,35.42,null,null,null,null,5,32,null,null,null,null,-7.8,8.9599999999999973,null,null,null,null,-7.8,19.04,null,null,null,null,-10.5,15.8,null,null,null,null,-12.2,12.2,null,null,null,null,-11.9,10.399999999999999,null,null,null,null,-16.7,1.0399999999999991,null,null,{"$error":"#N/A"},null,null,null,null,null,null,null,null,null,null,null,null,null,null,null,null,null,null,null,null,null,null,null,null,null,null,null,null,null,null,null,null,null,null,null,null,null,null,null,null,null,null,null,null,null,null,null,null,null,81,0.2,1.7,0.9,2.2000000000000002,1.9,0,-12.8,-7.2,-9,-11,-12,-17.2]
[3.416666666666663,"2011-01-04","10:00:00",-1.1000000000000001,33.799999999999997,"WEEKDAY","On","1976-01-04","10:00:00",-1.7,35.6,null,null,"2003-01-04","10:00:00",-1,34.520000000000003,null,null,"1999-01-04","10:00:00",-3.3,36.14,null,null,null,null,12.2,35.06,null,null,null,null,6,33.979999999999997,null,null,null,null,-7.2,8.9599999999999973,null,null,null,null,-6.1,19.939999999999998,null,null,null,null,-9.4,15.8,null,null,null,null,-8.9,10.940000000000001,null,null,null,null,-10.6,10.039999999999999,null,null,null,null,-16.100000000000001,6.0799999999999983,null,null,{"$error":"#N/A"},null,null,null,null,null,null,null,null,null,null,null,null,null,null,null,null,null,null,null,null,null,null,null,null,null,null,null,null,null,null,null,null,null,null,null,null,null,null,null,null,null,null,null,null,null,null,null,null,null,82,1,2,1.4,2.2999999999999998,1.7,1.1000000000000001,-12.8,-6.7,-9,-11.7,-12.2,-14.4]
[3.4583333333333295,"2011-01-04","11:00:00",0,38.119999999999997,"WEEKDAY","On","1976-01-04","11:00:00",-2.2000000000000002,37.22,null,null,"2003-01-04","11:00:00",-1,37.04,null,null,"1999-01-04","11:00:00",-2.8,37.94,null,null,null,null,12.8,35.06,null,null,null,null,7,32.18,null,null,null,null,-6.1,8.9599999999999973,null,null,null,null,-5,19.939999999999998,null,null,null,null,-7.9,17.059999999999999,null,null,null,null,-6.7,10.940000000000001,null,null,null,null,-9.5,10.039999999999999,null,null,null,null,-15,10.399999999999999,null,null,{"$error":"#N/A"},null,null,null,null,null,null,null,null,null,null,null,null,null,null,null,null,null,null,null,null,null,null,null,null,null,null,null,null,null,null,null,null,null,null,null,null,null,null,null,null,null,null,null,null,null,null,null,null,null,83,3.4,2.9,2.8,3.3,1.7,0.1,-12.8,-6.7,-8.3000000000000007,-11.7,-12.2,-12]
[3.499999999999996,"2011-01-04","12:00:00",0.6,39.92,"WEEKDAY","On","1976-01-04","12:00:00",-1.7,38.659999999999997,null,null,"2003-01-04","12:00:00",-1,39.019999999999996,null,null,"1999-01-04","12:00:00",-2.8,38.659999999999997,null,null,null,null,13.3,36.14,null,null,null,null,7,33.08,null,null,null,null,-6.1,8.9599999999999973,null,null,null,null,-3.3,21.92,null,null,null,null,-6.5,17.600000000000001,null,null,null,null,-5.6,10.940000000000001,null,null,null,null,-8.3000000000000007,10.039999999999999,null,null,null,null,-13.3,12.2,null,null,{"$error":"#N/A"},null,null,null,null,null,null,null,null,null,null,null,null,null,null,null,null,null,null,null,null,null,null,null,null,null,null,null,null,null,null,null,null,null,null,null,null,null,null,null,null,null,null,null,null,null,null,null,null,null,84,4.4000000000000004,3.7,3.9,3.7,2.2999999999999998,0.6,-12.8,-5.6,-8,-11.7,-12.2,-11]
[3.5416666666666625,"2011-01-04","13:00:00",1.1000000000000001,41.54,"WEEKDAY","On","1976-01-04","13:00:00",-1.1000000000000001,40.1,null,null,"2003-01-04","13:00:00",0,41,null,null,"1999-01-04","13:00:00",-2.2000000000000002,40.1,null,null,null,null,12.8,36.5,null,null,null,null,7,34.340000000000003,null,null,null,null,-5.6,8.9599999999999973,null,null,null,null,-3.9,21.92,null,null,null,null,-5,17.600000000000001,null,null,null,null,-6.1,10.940000000000001,null,null,null,null,-7.2,10.940000000000001,null,null,null,null,-12.8,17.600000000000001,null,null,{"$error":"#N/A"},null,null,null,null,null,null,null,null,null,null,null,null,null,null,null,null,null,null,null,null,null,null,null,null,null,null,null,null,null,null,null,null,null,null,null,null,null,null,null,null,null,null,null,null,null,null,null,null,null,85,5.3,4.5,5,4.5,2.5,1.3,-12.8,-5.6,-8,-11.7,-11.7,-8]
[3.583333333333329,"2011-01-04","14:00:00",1.7,44.96,"WEEKDAY","On","1976-01-04","14:00:00",-0.6,42.08,null,null,"2003-01-04","14:00:00",0,39.92,null,null,"1999-01-04","14:00:00",-1.7,41.18,null,null,null,null,13.3,37.94,null,null,null,null,8,34.880000000000003,null,null,null,null,-4.4000000000000004,10.039999999999999,null,null,null,null,-3.3,21.92,null,null,null,null,-5,17.96,null,null,null,null,-5,10.940000000000001,null,null,null,null,-7.4,10.940000000000001,null,null,null,null,-13.3,19.399999999999999,null,null,{"$error":"#N/A"},null,null,null,null,null,null,null,null,null,null,null,null,null,null,null,null,null,null,null,null,null,null,null,null,null,null,null,null,null,null,null,null,null,null,null,null,null,null,null,null,null,null,null,null,null,null,null,null,null,86,7.2,5.6,4.4000000000000004,5.0999999999999996,3.3,1.6,-12.2,-5.6,-7.8,-11.7,-11.7,-7]
[3.6249999999999956,"2011-01-04","15:00:00",1.7,43.879999999999995,"WEEKDAY","On","1976-01-04","15:00:00",-0.6,41,null,null,"2003-01-04","15:00:00",-1,39.019999999999996,null,null,"1999-01-04","15:00:00",-1.7,42.980000000000004,null,null,null,null,13.3,37.94,null,null,null,null,8,35.78,null,null,null,null,-5.6,8.0599999999999987,null,null,null,null,-2.8,21.92,null,null,null,null,-5,17.600000000000001,null,null,null,null,-5.6,10.940000000000001,null,null,null,null,-7.6,12.02,null,null,null,null,-13.3,19.399999999999999,null,null,{"$error":"#N/A"},null,null,null,null,null,null,null,null,null,null,null,null,null,null,null,null,null,null,null,null,null,null,null,null,null,null,null,null,null,null,null,null,null,null,null,null,null,null,null,null,null,null,null,null,null,null,null,null,null,87,6.6,5,3.9,6.1,3.3,2.1,-13.3,-5.6,-8,-11.7,-11.1,-7]
[3.6666666666666621,"2011-01-04","16:00:00",2.2000000000000002,46.94,"WEEKDAY","On","1976-01-04","16:00:00",-0.6,41,null,null,"2003-01-04","16:00:00",-1,41.18,null,null,"1999-01-04","16:00:00",-2.2000000000000002,42.08,null,null,null,null,13.3,37.04,null,null,null,null,8,35.96,null,null,null,null,-5,6.0799999999999983,null,null,null,null,-2.8,21.02,null,null,null,null,-5,17.059999999999999,null,null,null,null,-6.1,10.940000000000001,null,null,null,null,-7.8,12.920000000000002,null,null,null,null,-13.3,21.92,null,null,{"$error":"#N/A"},null,null,null,null,null,null,null,null,null,null,null,null,null,null,null,null,null,null,null,null,null,null,null,null,null,null,null,null,null,null,null,null,null,null,null,null,null,null,null,null,null,null,null,null,null,null,null,null,null,88,8.3000000000000007,5,5.0999999999999996,5.6,2.8,2.2000000000000002,-14.4,-6.1,-8.3000000000000007,-11.7,-10.6,-5.6]
[3.7083333333333286,"2011-01-04","17:00:00",1.7,46.94,"WEEKDAY","On","1976-01-04","17:00:00",-0.6,39.019999999999996,null,null,"2003-01-04","17:00:00",-1,40.1,null,null,"1999-01-04","17:00:00",-2.8,42.08,null,null,null,null,12.8,38.119999999999997,null,null,null,null,7,35.96,null,null,null,null,-5.6,3.9200000000000017,null,null,null,null,-3.3,21.02,null,null,null,null,-5.4,17.059999999999999,null,null,null,null,-6.7,10.940000000000001,null,null,null,null,-7.8,12.920000000000002,null,null,null,null,-13.3,23,null,null,{"$error":"#N/A"},null,null,null,null,null,null,null,null,null,null,null,null,null,null,null,null,null,null,null,null,null,null,null,null,null,null,null,null,null,null,null,null,null,null,null,null,null,null,null,null,null,null,null,null,null,null,null,null,null,89,8.3000000000000007,3.9,4.5,5.6,3.4,2.2000000000000002,-15.6,-6.1,-8.3000000000000007,-11.7,-10.6,-5]
[3.7499999999999951,"2011-01-04","18:00:00",1.7,46.04,"WEEKDAY","On","1976-01-04","18:00:00",-1.1000000000000001,39.019999999999996,null,null,"2003-01-04","18:00:00",-1,37.58,null,null,"1999-01-04","18:00:00",-3.3,40.46,null,null,null,null,12.8,38.119999999999997,null,null,null,null,7,32.54,null,null,null,null,-5,3.9200000000000017,null,null,null,null,-2.8,19.04,null,null,null,null,-5.7,17.600000000000001,null,null,null,null,-6.7,10.940000000000001,null,null,null,null,-7.8,12.920000000000002,null,null,null,null,-13.9,21.2,null,null,{"$error":"#N/A"},null,null,null,null,null,null,null,null,null,null,null,null,null,null,null,null,null,null,null,null,null,null,null,null,null,null,null,null,null,null,null,null,null,null,null,null,null,null,null,null,null,null,null,null,null,null,null,null,null,90,7.8,3.9,3.1,4.7,3.4,0.3,-15.6,-7.2,-8,-11.7,-10.6,-6]
[3.7916666666666616,"2011-01-04","19:00:00",1.7,46.04,"WEEKDAY","On","1976-01-04","19:00:00",-1.1000000000000001,39.019999999999996,null,null,"2003-01-04","19:00:00",-1,36.68,null,null,"1999-01-04","19:00:00",-3.3,39.019999999999996,null,null,null,null,13.9,37.94,null,null,null,null,7,33.08,null,null,null,null,-5,3.019999999999996,null,null,null,null,-2.2000000000000002,19.04,null,null,null,null,-6.1,17.600000000000001,null,null,null,null,-7.2,10.940000000000001,null,null,null,null,-7.8,14,null,null,null,null,-13.9,21.92,null,null,{"$error":"#N/A"},null,null,null,null,null,null,null,null,null,null,null,null,null,null,null,null,null,null,null,null,null,null,null,null,null,null,null,null,null,null,null,null,null,null,null,null,null,null,null,null,null,null,null,null,null,null,null,null,null,91,7.8,3.9,2.6,3.9,3.3,0.6,-16.100000000000001,-7.2,-8,-11.7,-10,-5.6]
[3.8333333333333282,"2011-01-04","20:00:00",1.1000000000000001,46.04,"WEEKDAY","On","1976-01-04","20:00:00",-1.7,39.019999999999996,null,null,"2003-01-04","20:00:00",-1,35.96,null,null,"1999-01-04","20:00:00",-3.9,39.019999999999996,null,null,null,null,12.8,37.76,null,null,null,null,6,33.979999999999997,null,null,null,null,-3.9,1.9400000000000013,null,null,null,null,-2.2000000000000002,19.04,null,null,null,null,-6.3,17.059999999999999,null,null,null,null,-7.2,10.940000000000001,null,null,null,null,-7.8,14,null,null,null,null,-13.3,23,null,null,{"$error":"#N/A"},null,null,null,null,null,null,null,null,null,null,null,null,null,null,null,null,null,null,null,null,null,null,null,null,null,null,null,null,null,null,null,null,null,null,null,null,null,null,null,null,null,null,null,null,null,null,null,null,null,92,7.8,3.9,2.2000000000000002,3.9,3.2,1.1000000000000001,-16.7,-7.2,-8.3000000000000007,-11.7,-10,-5]
[3.8749999999999947,"2011-01-04","21:00:00",1.1000000000000001,44.96,"WEEKDAY","On","1976-01-04","21:00:00",-2.2000000000000002,37.94,null,null,"2003-01-04","21:00:00",-1.1000000000000001,35.78,null,null,"1999-01-04","21:00:00",-4.4000000000000004,37.94,null,null,null,null,10.6,37.4,null,null,null,null,6,33.08,null,null,null,null,-2.8,3.019999999999996,null,null,null,null,-2.8,17.96,null,null,null,null,-6.5,15.8,null,null,null,null,-7.2,12.02,null,null,null,null,-7.8,14,null,null,null,null,-13.9,23,null,null,{"$error":"#N/A"},null,null,null,null,null,null,null,null,null,null,null,null,null,null,null,null,null,null,null,null,null,null,null,null,null,null,null,null,null,null,null,null,null,null,null,null,null,null,null,null,null,null,null,null,null,null,null,null,null,93,7.2,3.3,2.1,3.3,3,0.6,-16.100000000000001,-7.8,-9,-11.1,-10,-5]
[3.9166666666666612,"2011-01-04","22:00:00",0.6,42.980000000000004,"WEEKDAY","On","1976-01-04","22:00:00",-2.8,37.94,null,null,"2003-01-04","22:00:00",-1,35.06,null,null,"1999-01-04","22:00:00",-5,38.840000000000003,null,null,null,null,10,37.04,null,null,null,null,5,32,null,null,null,null,-2.8,1.3999999999999986,null,null,null,null,-2.8,17.96,null,null,null,null,-6.7,15.8,null,null,null,null,-7.2,12.920000000000002,null,null,null,null,-7.8,14,null,null,null,null,-13.9,24.08,null,null,{"$error":"#N/A"},null,null,null,null,null,null,null,null,null,null,null,null,null,null,null,null,null,null,null,null,null,null,null,null,null,null,null,null,null,null,null,null,null,null,null,null,null,null,null,null,null,null,null,null,null,null,null,null,null,94,6.1,3.3,1.7,3.8,2.8,0,-17,-7.8,-9,-10.6,-10,-4.4000000000000004]
[3.9583333333333277,"2011-01-04","23:00:00",0.6,42.26,"WEEKDAY","On","1976-01-04","23:00:00",-3.3,37.94,null,null,"2003-01-04","23:00:00",-1,35.42,null,null,"1999-01-04","23:00:00",-5.6,37.04,null,null,null,null,10,36.32,null,null,null,null,4,33.08,null,null,null,null,-2.8,1.3999999999999986,null,null,null,null,-2.8,17.96,null,null,null,null,-6.3,15.98,null,null,null,null,-6.7,12.920000000000002,null,null,null,null,-7.8,14,null,null,null,null,-13.9,24.98,null,null,{"$error":"#N/A"},null,null,null,null,null,null,null,null,null,null,null,null,null,null,null,null,null,null,null,null,null,null,null,null,null,null,null,null,null,null,null,null,null,null,null,null,null,null,null,null,null,null,null,null,null,null,null,null,null,95,5.7,3.3,1.9,2.8,2.4,0.6,-17,-7.8,-8.9,-10.6,-10,-3.9]
[3.9999999999999942,"2011-01-04",1,0,41.72,"WEEKDAY","On","1976-01-04",1,-3.3,37.04,null,null,"2003-01-04",1,-1,35.06,null,null,"1999-01-04",1,-6.1,37.94,null,null,null,null,9.4,35.96,null,null,null,null,4,32,null,null,null,null,-2.8,1.3999999999999986,null,null,null,null,-2.8,15.98,null,null,null,null,-6,17.600000000000001,null,null,null,null,-6.7,12.920000000000002,null,null,null,null,-7.8,14,null,null,null,null,-13.9,24.98,null,null,{"$error":"#N/A"},null,null,null,null,null,null,null,null,null,null,null,null,null,null,null,null,null,null,null,null,null,null,null,null,null,null,null,null,null,null,null,null,null,null,null,null,null,null,null,null,null,null,null,null,null,null,null,null,null,96,5.4,2.8,1.7,3.3,2.2000000000000002,0,-17,-8.9,-8,-10.6,-10,-3.9]
[4.0416666666666607,"2011-01-05","01:00:00",0,42.26,"WEEKDAY","On","1976-01-05","01:00:00",-3.9,37.04,null,null,"2003-01-05","01:00:00",-1,35.06,null,null,"1999-01-05","01:00:00",-6.1,37.94,null,null,null,null,7.8,35.6,null,null,null,null,3,32,null,null,null,null,-2.2000000000000002,1.0399999999999991,null,null,null,null,-2.8,15.98,null,null,null,null,-5.6,17.600000000000001,null,null,null,null,-6.7,12.02,null,null,null,null,-7.8,14,null,null,null,null,-13.9,26.060000000000002,null,null,{"$error":"#N/A"},null,null,null,null,null,null,null,null,null,null,null,null,null,null,null,null,null,null,null,null,null,null,null,null,null,null,null,null,null,null,null,null,null,null,null,null,null,null,null,null,null,null,null,null,null,null,null,null,null,97,5.7,2.8,1.7,3.3,2,0,-17.2,-8.9,-8,-11.1,-10,-3.3]
[4.0833333333333277,"2011-01-05","02:00:00",0,42.08,"WEEKDAY","On","1976-01-05","02:00:00",-3.9,37.04,null,null,"2003-01-05","02:00:00",-2,35.06,null,null,"1999-01-05","02:00:00",-6.7,37.94,null,null,null,null,7.2,35.6,null,null,null,null,3,32,null,null,null,null,-1.7,1.0399999999999991,null,null,null,null,-2.8,15.98,null,null,null,null,-6,17.96,null,null,null,null,-6.1,12.02,null,null,null,null,-7.4,14,null,null,null,null,-13.3,26.060000000000002,null,null,{"$error":"#N/A"},null,null,null,null,null,null,null,null,null,null,null,null,null,null,null,null,null,null,null,null,null,null,null,null,null,null,null,null,null,null,null,null,null,null,null,null,null,null,null,null,null,null,null,null,null,null,null,null,null,98,5.6,2.8,1.7,3.3,2,0,-17.2,-8.9,-7.8,-11.1,-10,-3.3]
[4.1249999999999947,"2011-01-05","03:00:00",-0.6,42.08,"WEEKDAY","On","1976-01-05","03:00:00",-4.4000000000000004,37.04,null,null,"2003-01-05","03:00:00",-2,35.06,null,null,"1999-01-05","03:00:00",-7.2,37.04,null,null,null,null,5.6,35.6,null,null,null,null,3,33.08,null,null,null,null,-1.7,1.0399999999999991,null,null,null,null,-2.8,15.079999999999998,null,null,null,null,-6.3,15.98,null,null,null,null,-6.1,12.920000000000002,null,null,null,null,-7.1,14,null,null,null,null,-13.3,26.96,null,null,{"$error":"#N/A"},null,null,null,null,null,null,null,null,null,null,null,null,null,null,null,null,null,null,null,null,null,null,null,null,null,null,null,null,null,null,null,null,null,null,null,null,null,null,null,null,null,null,null,null,null,null,null,null,null,99,5.6,2.8,1.7,2.8,2,0.6,-17.2,-9.4,-8.9,-10.6,-10,-2.8]
[4.1666666666666616,"2011-01-05","04:00:00",-0.6,42.08,"WEEKDAY","On","1976-01-05","04:00:00",-4.4000000000000004,37.04,null,null,"2003-01-05","04:00:00",-3,35.42,null,null,"1999-01-05","04:00:00",-7.2,37.04,null,null,null,null,5.6,35.24,null,null,null,null,3,33.979999999999997,null,null,null,null,-1.7,1.9400000000000013,null,null,null,null,-3.3,15.98,null,null,null,null,-6.7,15.98,null,null,null,null,-6.7,10.940000000000001,null,null,null,null,-6.7,14,null,null,null,null,-13.3,26.6,null,null,{"$error":"#N/A"},null,null,null,null,null,null,null,null,null,null,null,null,null,null,null,null,null,null,null,null,null,null,null,null,null,null,null,null,null,null,null,null,null,null,null,null,null,null,null,null,null,null,null,null,null,null,null,null,null,100,5.6,2.8,1.9,2.8,1.8,1.1000000000000001,-16.7,-8.9,-8.9,-11.7,-10,-3]
[4.2083333333333286,"2011-01-05","05:00:00",-0.6,42.08,"WEEKDAY","On","1976-01-05","05:00:00",-5,37.04,null,null,"2003-01-05","05:00:00",-2,35.42,null,null,"1999-01-05","05:00:00",-7.8,37.04,null,null,null,null,5,35.24,null,null,null,null,2,33.08,null,null,null,null,-1.7,1.9400000000000013,null,null,null,null,-3.3,15.98,null,null,null,null,-6.9,15.98,null,null,null,null,-6.7,10.940000000000001,null,null,null,null,-7.2,14,null,null,null,null,-12.2,26.6,null,null,{"$error":"#N/A"},null,null,null,null,null,null,null,null,null,null,null,null,null,null,null,null,null,null,null,null,null,null,null,null,null,null,null,null,null,null,null,null,null,null,null,null,null,null,null,null,null,null,null,null,null,null,null,null,null,101,5.6,2.8,1.9,2.8,1.8,0.6,-16.7,-8.9,-8.9,-11.7,-10,-3]
[4.2499999999999956,"2011-01-05","06:00:00",-1.1000000000000001,42.08,"WEEKDAY","On","1976-01-05","06:00:00",-5.6,35.42,null,null,"2003-01-05","06:00:00",-3,33.799999999999997,null,null,"1999-01-05","06:00:00",-7.8,35.96,null,null,null,null,3.9,35.42,null,null,null,null,2,32,null,null,null,null,-1.7,3.019999999999996,null,null,null,null,-3.9,15.8,null,null,null,null,-7,15.98,null,null,null,null,-7.2,10.039999999999999,null,null,null,null,-7.8,14,null,null,null,null,-11.7,26.6,null,null,{"$error":"#N/A"},null,null,null,null,null,null,null,null,null,null,null,null,null,null,null,null,null,null,null,null,null,null,null,null,null,null,null,null,null,null,null,null,null,null,null,null,null,null,null,null,null,null,null,null,null,null,null,null,null,102,5.6,1.9,1,2.2000000000000002,1.9,0,-16.100000000000001,-9,-8.9,-12.2,-10,-3]
[4.2916666666666625,"2011-01-05","07:00:00",-0.6,42.08,"WEEKDAY","On","1976-01-05","07:00:00",-5.6,35.24,null,null,"2003-01-05","07:00:00",-5,33.619999999999997,null,null,"1999-01-05","07:00:00",-7.8,35.78,null,null,null,null,2.8,35.42,null,null,null,null,2,33.979999999999997,null,null,null,null,-1.1000000000000001,3.019999999999996,null,null,null,null,-3.3,15.8,null,null,null,null,-7.2,17.059999999999999,null,null,null,null,-7.2,6.98,null,null,null,null,-8.3000000000000007,14,null,null,null,null,-11.7,26.6,null,null,{"$error":"#N/A"},null,null,null,null,null,null,null,null,null,null,null,null,null,null,null,null,null,null,null,null,null,null,null,null,null,null,null,null,null,null,null,null,null,null,null,null,null,null,null,null,null,null,null,null,null,null,null,null,null,103,5.6,1.8,0.9,2.1,1.9,1.1000000000000001,-16.100000000000001,-9,-8.3000000000000007,-13.9,-10,-3]
[4.3333333333333295,"2011-01-05","08:00:00",-0.6,42.08,"WEEKDAY","On","1976-01-05","08:00:00",-5.6,35.42,null,null,"2003-01-05","08:00:00",-4,33.979999999999997,null,null,"1999-01-05","08:00:00",-7.2,37.04,null,null,null,null,2.2000000000000002,36.14,null,null,null,null,1,32.54,null,null,null,null,-1.1000000000000001,3.019999999999996,null,null,null,null,-3.3,15.98,null,null,null,null,-6.1,17.059999999999999,null,null,null,null,-6.7,6.98,null,null,null,null,-6.6,14,null,null,null,null,-10.6,24.8,null,null,{"$error":"#N/A"},null,null,null,null,null,null,null,null,null,null,null,null,null,null,null,null,null,null,null,null,null,null,null,null,null,null,null,null,null,null,null,null,null,null,null,null,null,null,null,null,null,null,null,null,null,null,null,null,null,104,5.6,1.9,1.1000000000000001,2.8,2.2999999999999998,0.3,-16.100000000000001,-8.9,-8.3000000000000007,-13.9,-10,-4]
[4.3749999999999964,"2011-01-05","09:00:00",0,44.06,"WEEKDAY","On","1976-01-05","09:00:00",-5.6,35.42,null,null,"2003-01-05","09:00:00",-2,33.979999999999997,null,null,"1999-01-05","09:00:00",-6.7,35.96,null,null,null,null,2.2000000000000002,35.06,null,null,null,null,1,32.18,null,null,null,null,-1.1000000000000001,3.9200000000000017,null,null,null,null,-3.3,19.04,null,null,null,null,-5,17.600000000000001,null,null,null,null,-6.7,8.0599999999999987,null,null,null,null,-5,14,null,null,null,null,-10.6,24.8,null,null,{"$error":"#N/A"},null,null,null,null,null,null,null,null,null,null,null,null,null,null,null,null,null,null,null,null,null,null,null,null,null,null,null,null,null,null,null,null,null,null,null,null,null,null,null,null,null,null,null,null,null,null,null,null,null,105,6.7,1.9,1.1000000000000001,2.2000000000000002,1.7,0.1,-15.6,-7.2,-8,-13.3,-10,-4]
[4.4166666666666634,"2011-01-05","10:00:00",1.1000000000000001,44.06,"WEEKDAY","On","1976-01-05","10:00:00",-5.6,36.14,null,null,"2003-01-05","10:00:00",-1,35.06,null,null,"1999-01-05","10:00:00",-5,36.86,null,null,null,null,3.3,36.32,null,null,null,null,1,33.44,null,null,null,null,-0.6,6.98,null,null,null,null,-2.8,19.939999999999998,null,null,null,null,-3.9,17.600000000000001,null,null,null,null,-5.6,10.940000000000001,null,null,null,null,-3.3,15.079999999999998,null,null,null,null,-10,24.08,null,null,{"$error":"#N/A"},null,null,null,null,null,null,null,null,null,null,null,null,null,null,null,null,null,null,null,null,null,null,null,null,null,null,null,null,null,null,null,null,null,null,null,null,null,null,null,null,null,null,null,null,null,null,null,null,null,106,6.7,2.2999999999999998,1.7,2.7,2.4,0.8,-13.9,-6.7,-8,-11.7,-9.4,-4.4000000000000004]
[4.4583333333333304,"2011-01-05","11:00:00",2.2000000000000002,44.06,"WEEKDAY","On","1976-01-05","11:00:00",-5.6,37.94,null,null,"2003-01-05","11:00:00",-1,37.04,null,null,"1999-01-05","11:00:00",-3.9,37.94,null,null,null,null,3.3,37.76,null,null,null,null,1,35.96,null,null,null,null,0,8.9599999999999973,null,null,null,null,-1.7,19.939999999999998,null,null,null,null,-3.2,19.04,null,null,null,null,-3.9,10.940000000000001,null,null,null,null,-3.1,17.600000000000001,null,null,null,null,-9.4,24.98,null,null,{"$error":"#N/A"},null,null,null,null,null,null,null,null,null,null,null,null,null,null,null,null,null,null,null,null,null,null,null,null,null,null,null,null,null,null,null,null,null,null,null,null,null,null,null,null,null,null,null,null,null,null,null,null,null,107,6.7,3.3,2.8,3.3,3.2,2.2000000000000002,-12.8,-6.7,-7.2,-11.7,-8,-3.9]
[4.4999999999999973,"2011-01-05","12:00:00",2.2000000000000002,44.96,"WEEKDAY","On","1976-01-05","12:00:00",-5,38.299999999999997,null,null,"2003-01-05","12:00:00",-1,37.4,null,null,"1999-01-05","12:00:00",-3.3,38.480000000000004,null,null,null,null,2.8,38.299999999999997,null,null,null,null,1,37.22,null,null,null,null,-2.8,14,null,null,null,null,-0.6,21.92,null,null,null,null,-2.4,19.399999999999999,null,null,null,null,-2.8,17.059999999999999,null,null,null,null,-3,17.96,null,null,null,null,-10,24.98,null,null,{"$error":"#N/A"},null,null,null,null,null,null,null,null,null,null,null,null,null,null,null,null,null,null,null,null,null,null,null,null,null,null,null,null,null,null,null,null,null,null,null,null,null,null,null,null,null,null,null,null,null,null,null,null,null,108,7.2,3.5,3,3.6,3.5,2.9,-10,-5.6,-7,-8.3000000000000007,-7.8,-3.9]
[4.5416666666666643,"2011-01-05","13:00:00",3.3,44.96,"WEEKDAY","On","1976-01-05","13:00:00",-4.4000000000000004,39.92,null,null,"2003-01-05","13:00:00",-1,39.200000000000003,null,null,"1999-01-05","13:00:00",-2.2000000000000002,39.200000000000003,null,null,null,null,3.3,39.74,null,null,null,null,1,38.299999999999997,null,null,null,null,-2.8,17.96,null,null,null,null,-1.7,23,null,null,null,null,-1.7,21.2,null,null,null,null,-2.2000000000000002,19.939999999999998,null,null,null,null,-2.8,19.939999999999998,null,null,null,null,-9.4,26.96,null,null,{"$error":"#N/A"},null,null,null,null,null,null,null,null,null,null,null,null,null,null,null,null,null,null,null,null,null,null,null,null,null,null,null,null,null,null,null,null,null,null,null,null,null,null,null,null,null,null,null,null,null,null,null,null,null,109,7.2,4.4000000000000004,4,4,4.3,3.5,-7.8,-5,-6,-6.7,-6.7,-2.8]
[4.5833333333333313,"2011-01-05","14:00:00",3.9,44.96,"WEEKDAY","On","1976-01-05","14:00:00",-3.9,39.92,null,null,"2003-01-05","14:00:00",-1,39.92,null,null,"1999-01-05","14:00:00",-1.7,41,null,null,null,null,3.9,40.46,null,null,null,null,1,39.92,null,null,null,null,-2.8,17.96,null,null,null,null,-2.2000000000000002,23,null,null,null,null,-1.9,21.02,null,null,null,null,-2.8,19.939999999999998,null,null,null,null,-3.2,19.939999999999998,null,null,null,null,-9.4,26.96,null,null,{"$error":"#N/A"},null,null,null,null,null,null,null,null,null,null,null,null,null,null,null,null,null,null,null,null,null,null,null,null,null,null,null,null,null,null,null,null,null,null,null,null,null,null,null,null,null,null,null,null,null,null,null,null,null,110,7.2,4.4000000000000004,4.4000000000000004,5,4.7,4.4000000000000004,-7.8,-5,-6.1,-6.7,-6.7,-2.8]
[4.6249999999999982,"2011-01-05","15:00:00",3.3,44.96,"WEEKDAY","On","1976-01-05","15:00:00",-3.9,39.92,null,null,"2003-01-05","15:00:00",0,37.94,null,null,"1999-01-05","15:00:00",-1.7,41,null,null,null,null,3.3,42.980000000000004,null,null,null,null,1,39.92,null,null,null,null,-4.4000000000000004,21.02,null,null,null,null,-2.8,23,null,null,null,null,-2,21.2,null,null,null,null,-2.8,21.92,null,null,null,null,-3.5,21.92,null,null,null,null,-8.9,24.98,null,null,{"$error":"#N/A"},null,null,null,null,null,null,null,null,null,null,null,null,null,null,null,null,null,null,null,null,null,null,null,null,null,null,null,null,null,null,null,null,null,null,null,null,null,null,null,null,null,null,null,null,null,null,null,null,null,111,7.2,4.4000000000000004,3.3,5,6.1,4.4000000000000004,-6.1,-5,-6,-5.6,-5.6,-3.9]
[4.6666666666666652,"2011-01-05","16:00:00",3.9,46.04,"WEEKDAY","On","1976-01-05","16:00:00",-3.3,39.92,null,null,"2003-01-05","16:00:00",0,39.56,null,null,"1999-01-05","16:00:00",-2.2000000000000002,41,null,null,null,null,2.8,41,null,null,null,null,1,38.119999999999997,null,null,null,null,-4.4000000000000004,21.92,null,null,null,null,-3.3,23,null,null,null,null,-2.2000000000000002,21.2,null,null,null,null,-3.9,24.98,null,null,null,null,-3.9,23,null,null,null,null,-8.9,24.98,null,null,{"$error":"#N/A"},null,null,null,null,null,null,null,null,null,null,null,null,null,null,null,null,null,null,null,null,null,null,null,null,null,null,null,null,null,null,null,null,null,null,null,null,null,null,null,null,null,null,null,null,null,null,null,null,null,112,7.8,4.4000000000000004,4.2,5,5,3.4,-5.6,-5,-6,-3.9,-5,-3.9]
[4.7083333333333321,"2011-01-05","17:00:00",4.4000000000000004,44.96,"WEEKDAY","On","1976-01-05","17:00:00",-3.3,39.92,null,null,"2003-01-05","17:00:00",0,39.019999999999996,null,null,"1999-01-05","17:00:00",-2.8,41,null,null,null,null,1.7,41.9,null,null,null,null,1,37.94,null,null,null,null,-4.4000000000000004,19.939999999999998,null,null,null,null,-5.6,23,null,null,null,null,-3.9,19.939999999999998,null,null,null,null,-5,24.98,null,null,null,null,-4.5,21.02,null,null,null,null,-10,23,null,null,{"$error":"#N/A"},null,null,null,null,null,null,null,null,null,null,null,null,null,null,null,null,null,null,null,null,null,null,null,null,null,null,null,null,null,null,null,null,null,null,null,null,null,null,null,null,null,null,null,null,null,null,null,null,null,113,7.2,4.4000000000000004,3.9,5,5.5,3.3,-6.7,-5,-6.7,-3.9,-6.1,-5]
[4.7499999999999991,"2011-01-05","18:00:00",4.4000000000000004,44.6,"WEEKDAY","On","1976-01-05","18:00:00",-4.4000000000000004,39.92,null,null,"2003-01-05","18:00:00",-1,37.04,null,null,"1999-01-05","18:00:00",-3.9,39.92,null,null,null,null,0.6,41.18,null,null,null,null,1,33.799999999999997,null,null,null,null,-5.6,17.059999999999999,null,null,null,null,-6.7,24.08,null,null,null,null,-5.5,19.399999999999999,null,null,null,null,-6.1,24.98,null,null,null,null,-5,19.939999999999998,null,null,null,null,-10,19.939999999999998,null,null,{"$error":"#N/A"},null,null,null,null,null,null,null,null,null,null,null,null,null,null,null,null,null,null,null,null,null,null,null,null,null,null,null,null,null,null,null,null,null,null,null,null,null,null,null,null,null,null,null,null,null,null,null,null,null,114,7,4.4000000000000004,2.8,4.4000000000000004,5.0999999999999996,1,-8.3000000000000007,-4.4000000000000004,-7,-3.9,-6.7,-6.7]
[4.7916666666666661,"2011-01-05","19:00:00",4.4000000000000004,44.96,"WEEKDAY","On","1976-01-05","19:00:00",-4.4000000000000004,39.019999999999996,null,null,"2003-01-05","19:00:00",-1,37.76,null,null,"1999-01-05","19:00:00",-3.3,39.92,null,null,null,null,0,40.82,null,null,null,null,0,26.96,null,null,null,null,-5.6,17.96,null,null,null,null,-7.2,24.08,null,null,null,null,-7.2,19.399999999999999,null,null,null,null,-7.2,21.02,null,null,null,null,-5.6,19.04,null,null,null,null,-8.3000000000000007,14,null,null,{"$error":"#N/A"},null,null,null,null,null,null,null,null,null,null,null,null,null,null,null,null,null,null,null,null,null,null,null,null,null,null,null,null,null,null,null,null,null,null,null,null,null,null,null,null,null,null,null,null,null,null,null,null,null,115,7.2,3.9,3.2,4.4000000000000004,4.9000000000000004,-2.8,-7.8,-4.4000000000000004,-7,-6.1,-7.2,-10]
[4.833333333333333,"2011-01-05","20:00:00",4.4000000000000004,44.96,"WEEKDAY","On","1976-01-05","20:00:00",-4.4000000000000004,39.019999999999996,null,null,"2003-01-05","20:00:00",-2,37.04,null,null,"1999-01-05","20:00:00",-4.4000000000000004,39.92,null,null,null,null,0,40.46,null,null,null,null,0,24.08,null,null,null,null,-5.6,17.96,null,null,null,null,-7.2,24.08,null,null,null,null,-7.8,19.939999999999998,null,null,null,null,-7.8,21.02,null,null,null,null,-6,19.04,null,null,null,null,-8.9,10.940000000000001,null,null,{"$error":"#N/A"},null,null,null,null,null,null,null,null,null,null,null,null,null,null,null,null,null,null,null,null,null,null,null,null,null,null,null,null,null,null,null,null,null,null,null,null,null,null,null,null,null,null,null,null,null,null,null,null,null,116,7.2,3.9,2.8,4.4000000000000004,4.7,-4.4000000000000004,-7.8,-4.4000000000000004,-6.7,-6.1,-7.2,-11.7]
[4.875,"2011-01-05","21:00:00",3.9,44.96,"WEEKDAY","On","1976-01-05","21:00:00",-5,39.019999999999996,null,null,"2003-01-05","21:00:00",-1,36.5,null,null,"1999-01-05","21:00:00",-3.9,37.94,null,null,null,null,-0.6,40.1,null,null,null,null,-1,23,null,null,null,null,-6.1,15.98,null,null,null,null,-8.3000000000000007,21.92,null,null,null,null,-8.3000000000000007,19.399999999999999,null,null,null,null,-6.7,17.059999999999999,null,null,null,null,-6.3,17.059999999999999,null,null,null,null,-8.3000000000000007,8.9599999999999973,null,null,{"$error":"#N/A"},null,null,null,null,null,null,null,null,null,null,null,null,null,null,null,null,null,null,null,null,null,null,null,null,null,null,null,null,null,null,null,null,null,null,null,null,null,null,null,null,null,null,null,null,null,null,null,null,null,117,7.2,3.9,2.5,3.3,4.5,-5,-8.9,-5.6,-7,-8.3000000000000007,-8.3000000000000007,-12.8]
[4.916666666666667,"2011-01-05","22:00:00",4.4000000000000004,44.96,"WEEKDAY","On","1976-01-05","22:00:00",-5.6,37.94,null,null,"2003-01-05","22:00:00",-1,36.14,null,null,"1999-01-05","22:00:00",-3.9,37.4,null,null,null,null,-1.1000000000000001,39.92,null,null,null,null,-2,21.92,null,null,null,null,-6.1,15.98,null,null,null,null,-8.3000000000000007,21.92,null,null,null,null,-8.9,19.399999999999999,null,null,null,null,-8.3000000000000007,17.059999999999999,null,null,null,null,-6.7,15.98,null,null,null,null,-7.2,10.039999999999999,null,null,{"$error":"#N/A"},null,null,null,null,null,null,null,null,null,null,null,null,null,null,null,null,null,null,null,null,null,null,null,null,null,null,null,null,null,null,null,null,null,null,null,null,null,null,null,null,null,null,null,null,null,null,null,null,null,118,7.2,3.3,2.2999999999999998,3,4.4000000000000004,-5.6,-8.9,-5.6,-7,-8.3000000000000007,-8.9,-12.2]
[4.9583333333333339,"2011-01-05","23:00:00",4.4000000000000004,41.18,"WEEKDAY","On","1976-01-05","23:00:00",-5.6,37.04,null,null,"2003-01-05","23:00:00",-1,35.78,null,null,"1999-01-05","23:00:00",-4.4000000000000004,37.04,null,null,null,null,-2.2000000000000002,39.74,null,null,null,null,-2,23,null,null,null,null,-6.1,15.98,null,null,null,null,-6.7,21.92,null,null,null,null,-9.6,19.939999999999998,null,null,null,null,-8.9,17.059999999999999,null,null,null,null,-6.9,15.98,null,null,null,null,-7.2,14,null,null,{"$error":"#N/A"},null,null,null,null,null,null,null,null,null,null,null,null,null,null,null,null,null,null,null,null,null,null,null,null,null,null,null,null,null,null,null,null,null,null,null,null,null,null,null,null,null,null,null,null,null,null,null,null,null,119,5.0999999999999996,2.8,2.1,2.8,4.3,-5,-8.9,-5.6,-6.7,-8.3000000000000007,-8.9,-10]
[5.0000000000000009,"2011-01-05",1,4.4000000000000004,42.08,"WEEKDAY","On","1976-01-05",1,-6.1,35.96,null,null,"2003-01-05",1,-1,35.78,null,null,"1999-01-05",1,-4.4000000000000004,37.04,null,null,null,null,-3.9,39.56,null,null,null,null,-3,24.08,null,null,null,null,-6.7,15.079999999999998,null,null,null,null,-6.7,21.92,null,null,null,null,-10.4,21.02,null,null,null,null,-10,21.92,null,null,null,null,-7,21.92,null,null,null,null,-6.7,15.98,null,null,{"$error":"#N/A"},null,null,null,null,null,null,null,null,null,null,null,null,null,null,null,null,null,null,null,null,null,null,null,null,null,null,null,null,null,null,null,null,null,null,null,null,null,null,null,null,null,null,null,null,null,null,null,null,null,120,5.6,2.2000000000000002,2.1,2.8,4.2,-4.4000000000000004,-9.4,-5.6,-6.1,-5.6,-5.6,-8.9]
[5.0416666666666679,"2011-01-06","01:00:00",3.9,39.380000000000003,"WEEKDAY","On","1976-01-06","01:00:00",-6.7,35.96,null,null,"2003-01-06","01:00:00",-1,35.78,null,null,"1999-01-06","01:00:00",-5.6,37.04,null,null,null,null,-4.4000000000000004,39.380000000000003,null,null,null,null,-3,26.060000000000002,null,null,null,null,-6.1,15.98,null,null,null,null,-7.8,21.92,null,null,null,null,-11.1,21.92,null,null,null,null,-10,21.92,null,null,null,null,-7.2,21.92,null,null,null,null,-6.1,15.8,null,null,{"$error":"#N/A"},null,null,null,null,null,null,null,null,null,null,null,null,null,null,null,null,null,null,null,null,null,null,null,null,null,null,null,null,null,null,null,null,null,null,null,null,null,null,null,null,null,null,null,null,null,null,null,null,null,121,4.0999999999999996,2.2000000000000002,2.1,2.8,4.0999999999999996,-3.3,-8.9,-5.6,-5.6,-5.6,-5.6,-9]
[5.0833333333333348,"2011-01-06","02:00:00",4.4000000000000004,39.019999999999996,"WEEKDAY","On","1976-01-06","02:00:00",-6.7,37.04,null,null,"2003-01-06","02:00:00",-1,35.6,null,null,"1999-01-06","02:00:00",-5,37.04,null,null,null,null,-6.1,39.74,null,null,null,null,-3,28.04,null,null,null,null,-6.1,15.98,null,null,null,null,-8.3000000000000007,21.92,null,null,null,null,-11.7,21.92,null,null,null,null,-10.6,21.92,null,null,null,null,-7.2,21.92,null,null,null,null,-5.6,17.600000000000001,null,null,{"$error":"#N/A"},null,null,null,null,null,null,null,null,null,null,null,null,null,null,null,null,null,null,null,null,null,null,null,null,null,null,null,null,null,null,null,null,null,null,null,null,null,null,null,null,null,null,null,null,null,null,null,null,null,122,3.9,2.8,2,2.8,4.3,-2.2000000000000002,-8.9,-5.6,-5.6,-5.6,-5.6,-8]
[5.1250000000000018,"2011-01-06","03:00:00",4.4000000000000004,38.299999999999997,"WEEKDAY","On","1976-01-06","03:00:00",-7.2,35.96,null,null,"2003-01-06","03:00:00",-1,35.24,null,null,"1999-01-06","03:00:00",-6.1,37.04,null,null,null,null,-5.6,39.200000000000003,null,null,null,null,-3,28.4,null,null,null,null,-5.6,14,null,null,null,null,-8.3000000000000007,21.2,null,null,null,null,-12.2,21.2,null,null,null,null,-10.6,21.92,null,null,null,null,-7.2,23,null,null,null,null,-5,17.600000000000001,null,null,{"$error":"#N/A"},null,null,null,null,null,null,null,null,null,null,null,null,null,null,null,null,null,null,null,null,null,null,null,null,null,null,null,null,null,null,null,null,null,null,null,null,null,null,null,null,null,null,null,null,null,null,null,null,null,123,3.5,2.2000000000000002,1.8,2.8,4,-2,-10,-6,-6,-5.6,-5,-8]
[5.1666666666666687,"2011-01-06","04:00:00",3.9,38.299999999999997,"WEEKDAY","On","1976-01-06","04:00:00",-6.7,35.96,null,null,"2003-01-06","04:00:00",-1,35.24,null,null,"1999-01-06","04:00:00",-6.7,35.96,null,null,null,null,-6.1,38.299999999999997,null,null,null,null,-3,28.4,null,null,null,null,-5.6,15.079999999999998,null,null,null,null,-6.1,19.939999999999998,null,null,null,null,-12.8,19.939999999999998,null,null,null,null,-11.1,21.02,null,null,null,null,-7.2,24.08,null,null,null,null,-6.1,19.399999999999999,null,null,{"$error":"#N/A"},null,null,null,null,null,null,null,null,null,null,null,null,null,null,null,null,null,null,null,null,null,null,null,null,null,null,null,null,null,null,null,null,null,null,null,null,null,null,null,null,null,null,null,null,null,null,null,null,null,124,3.5,2.2000000000000002,1.8,2.2000000000000002,3.5,-2,-9.4,-6.7,-6.7,-6.1,-4.4000000000000004,-7]
[5.2083333333333357,"2011-01-06","05:00:00",4.4000000000000004,38.299999999999997,"WEEKDAY","On","1976-01-06","05:00:00",-6.7,35.96,null,null,"2003-01-06","05:00:00",-1,34.880000000000003,null,null,"1999-01-06","05:00:00",-7.2,35.96,null,null,null,null,-7.2,37.58,null,null,null,null,-4,28.4,null,null,null,null,-5.6,15.079999999999998,null,null,null,null,-5,19.939999999999998,null,null,null,null,-13.3,19.939999999999998,null,null,null,null,-11.7,21.02,null,null,null,null,-7.9,21.92,null,null,null,null,-6.7,17.600000000000001,null,null,{"$error":"#N/A"},null,null,null,null,null,null,null,null,null,null,null,null,null,null,null,null,null,null,null,null,null,null,null,null,null,null,null,null,null,null,null,null,null,null,null,null,null,null,null,null,null,null,null,null,null,null,null,null,null,125,3.5,2.2000000000000002,1.6,2.2000000000000002,3.1,-2,-9.4,-6.7,-6.7,-6.1,-5.6,-8]
[5.2500000000000027,"2011-01-06","06:00:00",4.4000000000000004,38.480000000000004,"WEEKDAY","On","1976-01-06","06:00:00",-6.7,35.06,null,null,"2003-01-06","06:00:00",-1,33.979999999999997,null,null,"1999-01-06","06:00:00",-7.2,35.96,null,null,null,null,-7.2,36.14,null,null,null,null,-4,26.96,null,null,null,null,-5.6,12.920000000000002,null,null,null,null,-4.4000000000000004,17.96,null,null,null,null,-13.9,19.04,null,null,null,null,-11.7,21.92,null,null,null,null,-8.6999999999999993,21.92,null,null,null,null,-7.2,17.600000000000001,null,null,{"$error":"#N/A"},null,null,null,null,null,null,null,null,null,null,null,null,null,null,null,null,null,null,null,null,null,null,null,null,null,null,null,null,null,null,null,null,null,null,null,null,null,null,null,null,null,null,null,null,null,null,null,null,null,126,3.6,1.7,1.1000000000000001,2.2000000000000002,2.2999999999999998,-2.8,-10.6,-7.8,-7.2,-5.6,-5.6,-8]
[5.2916666666666696,"2011-01-06","07:00:00",4.4000000000000004,39.019999999999996,"WEEKDAY","On","1976-01-06","07:00:00",-6.7,35.06,null,null,"2003-01-06","07:00:00",-1,33.979999999999997,null,null,"1999-01-06","07:00:00",-7.2,35.42,null,null,null,null,-6.1,36.5,null,null,null,null,-4,28.4,null,null,null,null,-5.6,15.98,null,null,null,null,-3.9,17.96,null,null,null,null,-14.4,19.04,null,null,null,null,-12.2,21.02,null,null,null,null,-9.4,23,null,null,null,null,-7.8,17.600000000000001,null,null,{"$error":"#N/A"},null,null,null,null,null,null,null,null,null,null,null,null,null,null,null,null,null,null,null,null,null,null,null,null,null,null,null,null,null,null,null,null,null,null,null,null,null,null,null,null,null,null,null,null,null,null,null,null,null,127,3.9,1.7,1.1000000000000001,1.9,2.5,-2,-8.9,-7.8,-7.2,-6.1,-5,-8]
[5.3333333333333366,"2011-01-06","08:00:00",4.4000000000000004,39.56,"WEEKDAY","On","1976-01-06","08:00:00",-6.1,35.06,null,null,"2003-01-06","08:00:00",-1,33.979999999999997,null,null,"1999-01-06","08:00:00",-6.7,35.42,null,null,null,null,-4.4000000000000004,37.4,null,null,null,null,-4,28.4,null,null,null,null,-5,12.920000000000002,null,null,null,null,-3.3,17.96,null,null,null,null,-12.7,19.04,null,null,null,null,-13.3,21.92,null,null,null,null,-9.4,21.92,null,null,null,null,-6.7,17.600000000000001,null,null,{"$error":"#N/A"},null,null,null,null,null,null,null,null,null,null,null,null,null,null,null,null,null,null,null,null,null,null,null,null,null,null,null,null,null,null,null,null,null,null,null,null,null,null,null,null,null,null,null,null,null,null,null,null,null,128,4.2,1.7,1.1000000000000001,1.9,3,-2,-10.6,-7.8,-7.2,-5.6,-5.6,-8]
[5.3750000000000036,"2011-01-06","09:00:00",5.6,40.46,{"$f":"IF(WEEKDAY(B147)=1,\"SUNDAY\",IF(WEEKDAY(B147)=7,\"SATURDAY\",\"WEEKDAY\"))","v":"WEEKDAY"},{"$f":"IFERROR(IF(F147=\"WEEKDAY\",VLOOKUP(C147,$DE$19:$DH$42,2),IF(F147=\"SATURDAY\",VLOOKUP(C147,$DE$19:$DH$42,3),VLOOKUP(C147,$DE$19:$DH$42,4))),\"On\")","v":"On"},"1976-01-06","09:00:00",-5,35.96,null,null,"2003-01-06","09:00:00",-1,34.159999999999997,null,null,"1999-01-06","09:00:00",-5,35.78,null,null,null,null,-1.1000000000000001,37.94,null,null,null,null,-3.6,32,null,null,null,null,-6.7,17.96,null,null,null,null,-3.3,19.939999999999998,null,null,null,null,-11.1,19.939999999999998,null,null,null,null,-10.6,26.060000000000002,null,null,null,null,-9.4,24.98,null,null,null,null,-7.2,17.600000000000001,null,null,{"$f":"$BV$12-($BV$13/2)*COS((A147-$BV$14)*(2*PI()/365))","v":{"$error":"#N/A"}},null,null,null,null,null,null,null,null,null,null,null,null,null,null,null,null,null,null,null,null,null,null,null,null,null,null,null,null,null,null,null,null,null,null,null,null,null,null,null,null,null,null,null,null,null,null,null,null,null,129,4.7,2.2000000000000002,1.2,2.1,3.3,0,-7.8,-6.7,-6.7,-3.3,-3.9,-8]
[5.4166666666666705,"2011-01-06","10:00:00",5.6,{"$f":"CONVERT(CHOOSE($D$9,D148,DU148), \"C\", \"F\")","v":42.08},"WEEKDAY","On","1976-01-06","10:00:00",-3.9,{"$f":"CONVERT(CHOOSE($D$9,J148,DV148), \"C\", \"F\")","v":36.5},null,null,"2003-01-06","10:00:00",-1,{"$f":"CONVERT(CHOOSE($D$9,P148,DW148), \"C\", \"F\")","v":34.700000000000003},null,null,"1999-01-06","10:00:00",-4.4000000000000004,{"$f":"CONVERT(CHOOSE($D$9,V148,DX148), \"C\", \"F\")","v":36.68},null,null,null,null,0.6,{"$f":"CONVERT(CHOOSE($D$9,AB148,DY148), \"C\", \"F\")","v":37.4},null,null,null,null,-3,{"$f":"CONVERT(CHOOSE($D$9,AH148,DZ148), \"C\", \"F\")","v":33.979999999999997},null,null,null,null,-6.7,{"$f":"CONVERT(CHOOSE($D$9,AN148,EA148), \"C\", \"F\")","v":23},null,null,null,null,-2.8,{"$f":"CONVERT(CHOOSE($D$9,AT148,EB148), \"C\", \"F\")","v":21.92},null,null,null,null,-9.4,{"$f":"CONVERT(CHOOSE($D$9,AZ148,EC148), \"C\", \"F\")","v":19.939999999999998},null,null,null,null,-7.2,{"$f":"CONVERT(CHOOSE($D$9,BF148,ED148), \"C\", \"F\")","v":30.02},null,null,null,null,-9.4,{"$f":"CONVERT(CHOOSE($D$9,BL148,EE148), \"C\", \"F\")","v":28.94},null,null,null,null,-8.3000000000000007,{"$f":"CONVERT(CHOOSE($D$9,BR148,EF148), \"C\", \"F\")","v":15.079999999999998},null,null,{"$error":"#N/A"},null,null,null,null,null,null,null,null,null,null,null,null,null,null,null,null,null,null,null,null,null,null,null,null,null,null,null,null,null,null,null,null,null,null,null,null,null,null,null,null,null,null,null,null,null,null,null,null,null,130,5.6,2.5,1.5,2.6,3,1.1000000000000001,-5,-5.6,-6.7,-1.1000000000000001,-1.7,-9.4]
[{"$f":"A148+1/24","v":5.4583333333333375},"2011-01-06","11:00:00",6.1,46.94,"WEEKDAY","On","1976-01-06","11:00:00",-2.8,39.019999999999996,null,null,"2003-01-06","11:00:00",-1,35.96,null,null,"1999-01-06","11:00:00",-3.9,39.019999999999996,null,null,null,null,2.8,39.200000000000003,null,null,null,null,-3,33.08,null,null,null,null,-6.1,26.96,null,null,null,null,-3.3,21.92,null,null,null,null,-7.6,19.939999999999998,null,null,null,null,-5.6,30.02,null,null,null,null,-7.9,32,null,null,null,null,-8.9,15.8,null,null,{"$error":"#N/A"},null,null,null,null,null,null,null,null,null,null,null,null,null,null,null,null,null,null,null,null,null,null,null,null,null,null,null,null,null,null,null,null,null,null,null,null,null,null,null,null,null,null,null,null,null,null,null,null,null,131,8.3000000000000007,3.9,2.2000000000000002,3.9,4,0.6,-2.8,-5.6,-6.7,-1.1000000000000001,0,-9]
[5.5000000000000044,"2011-01-06","12:00:00",6.1,46.94,"WEEKDAY","On","1976-01-06","12:00:00",-2.2000000000000002,38.119999999999997,null,null,"2003-01-06","12:00:00",-1,37.04,null,null,"1999-01-06","12:00:00",-2.8,38.299999999999997,null,null,null,null,3.9,39.380000000000003,null,null,null,null,-1,34.520000000000003,null,null,null,null,-5.6,28.94,null,null,null,null,-5,24.08,null,null,null,null,-5.7,21.2,null,null,null,null,-3.9,32.72,null,null,null,null,-6.5,33.08,null,null,null,null,-9.4,17.059999999999999,null,null,{"$error":"#N/A"},null,null,null,null,null,null,null,null,null,null,null,null,null,null,null,null,null,null,null,null,null,null,null,null,null,null,null,null,null,null,null,null,null,null,null,null,null,null,null,null,null,null,null,null,null,null,null,null,null,132,8.3000000000000007,3.4,2.8,3.5,4.0999999999999996,1.4,-1.7,-4.4000000000000004,-6,0.4,0.6,-8.3000000000000007]
[5.5416666666666714,"2011-01-06","13:00:00",6.7,48.92,"WEEKDAY","On","1976-01-06","13:00:00",-1.7,39.019999999999996,null,null,"2003-01-06","13:00:00",0,37.94,null,null,"1999-01-06","13:00:00",-2.2000000000000002,39.200000000000003,null,null,null,null,5,39.92,null,null,null,null,-1,36.68,null,null,null,null,-6.1,30.92,null,null,null,null,-5.6,24.8,null,null,null,null,-3.9,21.2,null,null,null,null,-3.3,33.979999999999997,null,null,null,null,-5,35.42,null,null,null,null,-8.9,17.059999999999999,null,null,{"$error":"#N/A"},null,null,null,null,null,null,null,null,null,null,null,null,null,null,null,null,null,null,null,null,null,null,null,null,null,null,null,null,null,null,null,null,null,null,null,null,null,null,null,null,null,null,null,null,null,null,null,null,null,133,9.4,3.9,3.3,4,4.4000000000000004,2.6,-0.6,-4,-6,1.1000000000000001,1.9,-8.3000000000000007]
[5.5833333333333384,"2011-01-06","14:00:00",5.6,48.92,"WEEKDAY","On","1976-01-06","14:00:00",-1.1000000000000001,39.92,null,null,"2003-01-06","14:00:00",-0.4,39.019999999999996,null,null,"1999-01-06","14:00:00",-1.7,39.92,null,null,null,null,5.6,41,null,null,null,null,0,38.480000000000004,null,null,null,null,-6.7,33.799999999999997,null,null,null,null,-5,24.08,null,null,null,null,-4.0999999999999996,23,null,null,null,null,-2.8,33.979999999999997,null,null,null,null,-4.8,37.04,null,null,null,null,-10,17.96,null,null,{"$error":"#N/A"},null,null,null,null,null,null,null,null,null,null,null,null,null,null,null,null,null,null,null,null,null,null,null,null,null,null,null,null,null,null,null,null,null,null,null,null,null,null,null,null,null,null,null,null,null,null,null,null,null,134,9.4,4.4000000000000004,3.9,4.4000000000000004,5,3.6,1,-4.4000000000000004,-5,1.1000000000000001,2.8,-7.8]
[5.6250000000000053,"2011-01-06","15:00:00",5.6,48.019999999999996,"WEEKDAY","On","1976-01-06","15:00:00",-0.6,39.92,null,null,"2003-01-06","15:00:00",-1,39.019999999999996,null,null,"1999-01-06","15:00:00",-0.6,42.08,null,null,null,null,5,42.980000000000004,null,null,null,null,1,39.56,null,null,null,null,-6.1,35.78,null,null,null,null,-4.4000000000000004,24.8,null,null,null,null,-4.2,21.92,null,null,null,null,-2.2000000000000002,35.06,null,null,null,null,-4.5999999999999996,39.019999999999996,null,null,null,null,-9.4,17.96,null,null,{"$error":"#N/A"},null,null,null,null,null,null,null,null,null,null,null,null,null,null,null,null,null,null,null,null,null,null,null,null,null,null,null,null,null,null,null,null,null,null,null,null,null,null,null,null,null,null,null,null,null,null,null,null,null,135,8.9,4.4000000000000004,3.9,5.6,6.1,4.2,2.1,-4,-5.6,1.7,3.9,-7.8]
[5.6666666666666723,"2011-01-06","16:00:00",5,46.04,"WEEKDAY","On","1976-01-06","16:00:00",-1.1000000000000001,39.019999999999996,null,null,"2003-01-06","16:00:00",-1,37.94,null,null,"1999-01-06","16:00:00",0,39.92,null,null,null,null,5,42.08,null,null,null,null,0,40.64,null,null,null,null,-7.2,36.86,null,null,null,null,-5,24.8,null,null,null,null,-4.4000000000000004,21.2,null,null,null,null,-2.2000000000000002,35.06,null,null,null,null,-4.4000000000000004,39.019999999999996,null,null,null,null,-10,19.04,null,null,{"$error":"#N/A"},null,null,null,null,null,null,null,null,null,null,null,null,null,null,null,null,null,null,null,null,null,null,null,null,null,null,null,null,null,null,null,null,null,null,null,null,null,null,null,null,null,null,null,null,null,null,null,null,null,136,7.8,3.9,3.3,4.4000000000000004,5.6,4.8,2.7,-4,-6,1.7,3.9,-7.2]
[5.7083333333333393,"2011-01-06","17:00:00",5.6,46.04,"WEEKDAY","On","1976-01-06","17:00:00",-0.6,39.200000000000003,null,null,"2003-01-06","17:00:00",-1,37.58,null,null,"1999-01-06","17:00:00",0,39.92,null,null,null,null,4.4000000000000004,44.06,null,null,null,null,0,41,null,null,null,null,-7.8,36.86,null,null,null,null,-5,24.08,null,null,null,null,-5.7,21.92,null,null,null,null,-3.3,35.06,null,null,null,null,-5.2,37.04,null,null,null,null,-11.7,17.96,null,null,{"$error":"#N/A"},null,null,null,null,null,null,null,null,null,null,null,null,null,null,null,null,null,null,null,null,null,null,null,null,null,null,null,null,null,null,null,null,null,null,null,null,null,null,null,null,null,null,null,null,null,null,null,null,null,137,7.8,4,3.1,4.4000000000000004,6.7,5,2.7,-4.4000000000000004,-5.6,1.7,2.8,-7.8]
[5.7500000000000062,"2011-01-06","18:00:00",5,41,"WEEKDAY","On","1976-01-06","18:00:00",-1.1000000000000001,37.4,null,null,"2003-01-06","18:00:00",-2,35.06,null,null,"1999-01-06","18:00:00",-0.6,37.04,null,null,null,null,4.4000000000000004,42.980000000000004,null,null,null,null,1,37.94,null,null,null,null,-8.3000000000000007,28.94,null,null,null,null,-5.6,23,null,null,null,null,-7,23,null,null,null,null,-3.9,30.92,null,null,null,null,-5.9,32.36,null,null,null,null,-13.3,19.04,null,null,{"$error":"#N/A"},null,null,null,null,null,null,null,null,null,null,null,null,null,null,null,null,null,null,null,null,null,null,null,null,null,null,null,null,null,null,null,null,null,null,null,null,null,null,null,null,null,null,null,null,null,null,null,null,null,138,5,3,1.7,2.8,6.1,3.3,-1.7,-5,-5,-0.6,0.2,-7.2]
[5.7916666666666732,"2011-01-06","19:00:00",5,39.019999999999996,"WEEKDAY","On","1976-01-06","19:00:00",-1.1000000000000001,35.96,null,null,"2003-01-06","19:00:00",-2,35.06,null,null,"1999-01-06","19:00:00",-0.6,37.58,null,null,null,null,5,42.980000000000004,null,null,null,null,0,36.68,null,null,null,null,-8.3000000000000007,30.02,null,null,null,null,-5.6,23,null,null,null,null,-8.3000000000000007,24.08,null,null,null,null,-3.9,30.92,null,null,null,null,-6.7,26.96,null,null,null,null,-14.4,19.399999999999999,null,null,{"$error":"#N/A"},null,null,null,null,null,null,null,null,null,null,null,null,null,null,null,null,null,null,null,null,null,null,null,null,null,null,null,null,null,null,null,null,null,null,null,null,null,null,null,null,null,null,null,null,null,null,null,null,null,139,3.9,2.2000000000000002,1.7,3.1,6.1,2.6,-1.1000000000000001,-5,-4.4000000000000004,-0.6,-2.8,-7]
[5.8333333333333401,"2011-01-06","20:00:00",5,39.019999999999996,"WEEKDAY","On","1976-01-06","20:00:00",-1.1000000000000001,35.96,null,null,"2003-01-06","20:00:00",-2,34.700000000000003,null,null,"1999-01-06","20:00:00",-0.6,35.96,null,null,null,null,4.4000000000000004,42.8,null,null,null,null,0,35.78,null,null,null,null,-8.9,30.02,null,null,null,null,-5.6,23,null,null,null,null,-7.8,24.08,null,null,null,null,-3.3,30.92,null,null,null,null,-6.1,26.96,null,null,null,null,-14.4,17.96,null,null,{"$error":"#N/A"},null,null,null,null,null,null,null,null,null,null,null,null,null,null,null,null,null,null,null,null,null,null,null,null,null,null,null,null,null,null,null,null,null,null,null,null,null,null,null,null,null,null,null,null,null,null,null,null,null,140,3.9,2.2000000000000002,1.5,2.2000000000000002,6,2.1,-1.1000000000000001,-5,-4.4000000000000004,-0.6,-2.8,-7.8]
[5.8750000000000071,"2011-01-06","21:00:00",5,37.58,"WEEKDAY","On","1976-01-06","21:00:00",-1.1000000000000001,35.96,null,null,"2003-01-06","21:00:00",-2,34.520000000000003,null,null,"1999-01-06","21:00:00",0,36.5,null,null,null,null,3.3,42.620000000000005,null,null,null,null,0,35.96,null,null,null,null,-10,26.060000000000002,null,null,null,null,-5.6,24.08,null,null,null,null,-7.2,26.6,null,null,null,null,-1.7,26.060000000000002,null,null,null,null,-5.6,24.08,null,null,null,null,-15,17.96,null,null,{"$error":"#N/A"},null,null,null,null,null,null,null,null,null,null,null,null,null,null,null,null,null,null,null,null,null,null,null,null,null,null,null,null,null,null,null,null,null,null,null,null,null,null,null,null,null,null,null,null,null,null,null,null,null,141,3.1,2.2000000000000002,1.4,2.5,5.9,2.2000000000000002,-3.3,-4.4000000000000004,-3,-3.3,-4.4000000000000004,-7.8]
[5.9166666666666741,"2011-01-06","22:00:00",4.4000000000000004,35.06,"WEEKDAY","On","1976-01-06","22:00:00",-1.7,35.96,null,null,"2003-01-06","22:00:00",-2,34.700000000000003,null,null,"1999-01-06","22:00:00",-0.6,35.96,null,null,null,null,-1.1000000000000001,42.08,null,null,null,null,0,34.700000000000003,null,null,null,null,-10.6,26.96,null,null,null,null,-6.7,24.98,null,null,null,null,-6.7,24.8,null,null,null,null,-1.7,26.96,null,null,null,null,-5,23,null,null,null,null,-15,17.059999999999999,null,null,{"$error":"#N/A"},null,null,null,null,null,null,null,null,null,null,null,null,null,null,null,null,null,null,null,null,null,null,null,null,null,null,null,null,null,null,null,null,null,null,null,null,null,null,null,null,null,null,null,null,null,null,null,null,null,142,1.7,2.2000000000000002,1.5,2.2000000000000002,5.6,1.5,-2.8,-3.9,-4,-2.8,-5,-8.3000000000000007]
[5.958333333333341,"2011-01-06","23:00:00",4.4000000000000004,33.44,"WEEKDAY","On","1976-01-06","23:00:00",-1.7,35.06,null,null,"2003-01-06","23:00:00",-3,34.159999999999997,null,null,"1999-01-06","23:00:00",0.6,35.96,null,null,null,null,-1.7,41.36,null,null,null,null,1,33.979999999999997,null,null,null,null,-10.6,24.98,null,null,null,null,-6.7,24.98,null,null,null,null,-5,24.98,null,null,null,null,-0.6,26.96,null,null,null,null,-3.7,21.92,null,null,null,null,-15.6,17.96,null,null,{"$error":"#N/A"},null,null,null,null,null,null,null,null,null,null,null,null,null,null,null,null,null,null,null,null,null,null,null,null,null,null,null,null,null,null,null,null,null,null,null,null,null,null,null,null,null,null,null,null,null,null,null,null,null,143,0.8,1.7,1.2,2.2000000000000002,5.2,1.1000000000000001,-3.9,-3.9,-3.9,-2.8,-5.6,-7.8]
[6.000000000000008,"2011-01-06",1,4.4000000000000004,32.9,"WEEKDAY","On","1976-01-06",1,-1.7,35.06,null,null,"2003-01-06",1,-3,33.979999999999997,null,null,"1999-01-06",1,0.6,35.24,null,null,null,null,-2.2000000000000002,40.64,null,null,null,null,1,32.9,null,null,null,null,-11.7,24.98,null,null,null,null,-7.2,24.98,null,null,null,null,-3.4,24.8,null,null,null,null,0.6,26.96,null,null,null,null,-2.4,21.92,null,null,null,null,-15.6,19.04,null,null,{"$error":"#N/A"},null,null,null,null,null,null,null,null,null,null,null,null,null,null,null,null,null,null,null,null,null,null,null,null,null,null,null,null,null,null,null,null,null,null,null,null,null,null,null,null,null,null,null,null,null,null,null,null,null,144,0.5,1.7,1.1000000000000001,1.8,4.8,0.5,-3.9,-3.9,-4,-2.8,-5.6,-7.2]
[6.041666666666675,"2011-01-07","01:00:00",3.9,32,"WEEKDAY","On","1976-01-07","01:00:00",-1.7,34.700000000000003,null,null,"2003-01-07","01:00:00",-3,33.799999999999997,null,null,"1999-01-07","01:00:00",0.6,34.880000000000003,null,null,null,null,-2.8,40.28,null,null,null,null,1,35.06,null,null,null,null,-11.7,24.08,null,null,null,null,-7.2,24.98,null,null,null,null,-1.7,24.8,null,null,null,null,1.1000000000000001,26.96,null,null,null,null,-1.1000000000000001,24.98,null,null,null,null,-16.100000000000001,19.04,null,null,{"$error":"#N/A"},null,null,null,null,null,null,null,null,null,null,null,null,null,null,null,null,null,null,null,null,null,null,null,null,null,null,null,null,null,null,null,null,null,null,null,null,null,null,null,null,null,null,null,null,null,null,null,null,null,145,0,1.5,1,1.6,4.5999999999999996,1.7,-4.4000000000000004,-3.9,-4,-2.8,-3.9,-7.2]
[6.0833333333333419,"2011-01-07","02:00:00",3.3,30.92,"WEEKDAY","On","1976-01-07","02:00:00",-1.1000000000000001,33.979999999999997,null,null,"2003-01-07","02:00:00",-3,33.08,null,null,"1999-01-07","02:00:00",0.6,33.979999999999997,null,null,null,null,-2.2000000000000002,40.46,null,null,null,null,0,35.96,null,null,null,null,-12.2,24.08,null,null,null,null,-7.2,24.98,null,null,null,null,-1.3,24.98,null,null,null,null,1.7,26.96,null,null,null,null,-0.7,24.98,null,null,null,null,-17.2,19.04,null,null,{"$error":"#N/A"},null,null,null,null,null,null,null,null,null,null,null,null,null,null,null,null,null,null,null,null,null,null,null,null,null,null,null,null,null,null,null,null,null,null,null,null,null,null,null,null,null,null,null,null,null,null,null,null,null,146,-0.6,1.1000000000000001,0.6,1.1000000000000001,4.7,2.2000000000000002,-4.4000000000000004,-3.9,-3.9,-2.8,-3.9,-7.2]
[6.1250000000000089,"2011-01-07","03:00:00",2.8,30.02,"WEEKDAY","On","1976-01-07","03:00:00",-1.7,33.979999999999997,null,null,"2003-01-07","03:00:00",-3,32.9,null,null,"1999-01-07","03:00:00",1.1000000000000001,33.979999999999997,null,null,null,null,-1.7,39.74,null,null,null,null,2,33.979999999999997,null,null,null,null,-12.8,23,null,null,null,null,-7.8,26.060000000000002,null,null,null,null,-1,24.98,null,null,null,null,2.8,24.98,null,null,null,null,-0.4,24.98,null,null,null,null,-17.8,19.04,null,null,{"$error":"#N/A"},null,null,null,null,null,null,null,null,null,null,null,null,null,null,null,null,null,null,null,null,null,null,null,null,null,null,null,null,null,null,null,null,null,null,null,null,null,null,null,null,null,null,null,null,null,null,null,null,null,147,-1.1000000000000001,1.1000000000000001,0.5,1.1000000000000001,4.3,1.1000000000000001,-5,-3.3,-3.9,-3.9,-3.9,-7.2]
[6.1666666666666758,"2011-01-07","04:00:00",2.8,28.94,"WEEKDAY","On","1976-01-07","04:00:00",-1.7,33.08,null,null,"2003-01-07","04:00:00",-4,32,null,null,"1999-01-07","04:00:00",1.1000000000000001,33.44,null,null,null,null,-1.7,39.380000000000003,null,null,null,null,2,30.02,null,null,null,null,-12.8,24.08,null,null,null,null,-8.3000000000000007,26.060000000000002,null,null,null,null,-0.6,24.98,null,null,null,null,2.2000000000000002,24.08,null,null,null,null,0,24.08,null,null,null,null,-18.3,19.939999999999998,null,null,{"$error":"#N/A"},null,null,null,null,null,null,null,null,null,null,null,null,null,null,null,null,null,null,null,null,null,null,null,null,null,null,null,null,null,null,null,null,null,null,null,null,null,null,null,null,null,null,null,null,null,null,null,null,null,148,-1.7,0.6,0,0.8,4.0999999999999996,-1.1000000000000001,-4.4000000000000004,-3.3,-3.9,-4.4000000000000004,-4.4000000000000004,-6.7]
[6.2083333333333428,"2011-01-07","05:00:00",2.8,28.94,"WEEKDAY","On","1976-01-07","05:00:00",-1.7,32.9,null,null,"2003-01-07","05:00:00",-4,28.94,null,null,"1999-01-07","05:00:00",1.1000000000000001,33.08,null,null,null,null,-2.2000000000000002,38.840000000000003,null,null,null,null,2,32.18,null,null,null,null,-13.3,19.939999999999998,null,null,null,null,-8.9,26.060000000000002,null,null,null,null,-0.4,24.98,null,null,null,null,0,24.08,null,null,null,null,-0.6,19.939999999999998,null,null,null,null,-20,21.02,null,null,{"$error":"#N/A"},null,null,null,null,null,null,null,null,null,null,null,null,null,null,null,null,null,null,null,null,null,null,null,null,null,null,null,null,null,null,null,null,null,null,null,null,null,null,null,null,null,null,null,null,null,null,null,null,null,149,-1.7,0.5,-1.7,0.6,3.8,0.1,-6.7,-3.3,-3.9,-4.4000000000000004,-6.7,-6.1]
[6.2500000000000098,"2011-01-07","06:00:00",2.2000000000000002,26.96,"WEEKDAY","On","1976-01-07","06:00:00",-1.7,32,null,null,"2003-01-07","06:00:00",-4,28.94,null,null,"1999-01-07","06:00:00",0.6,32.54,null,null,null,null,-1.7,37.94,null,null,null,null,2,33.08,null,null,null,null,-13.9,19.04,null,null,null,null,-9.4,26.060000000000002,null,null,null,null,-0.2,24.98,null,null,null,null,0,23,null,null,null,null,-1.1000000000000001,21.92,null,null,null,null,-21.1,21.92,null,null,{"$error":"#N/A"},null,null,null,null,null,null,null,null,null,null,null,null,null,null,null,null,null,null,null,null,null,null,null,null,null,null,null,null,null,null,null,null,null,null,null,null,null,null,null,null,null,null,null,null,null,null,null,null,null,150,-2.8,0,-1.7,0.3,3.3,0.6,-7.2,-3.3,-3.9,-5,-5.6,-5.6]
[6.2916666666666767,"2011-01-07","07:00:00",2.2000000000000002,26.060000000000002,"WEEKDAY","On","1976-01-07","07:00:00",-1.1000000000000001,32,null,null,"2003-01-07","07:00:00",-4,28.94,null,null,"1999-01-07","07:00:00",1.7,32.36,null,null,null,null,0.6,37.76,null,null,null,null,2,33.619999999999997,null,null,null,null,-13.9,19.04,null,null,null,null,-9.4,26.060000000000002,null,null,null,null,0,26.060000000000002,null,null,null,null,1.7,21.92,null,null,null,null,-1.7,21.92,null,null,null,null,-23.9,21.92,null,null,{"$error":"#N/A"},null,null,null,null,null,null,null,null,null,null,null,null,null,null,null,null,null,null,null,null,null,null,null,null,null,null,null,null,null,null,null,null,null,null,null,null,null,null,null,null,null,null,null,null,null,null,null,null,null,151,-3.3,0,-1.7,0.2,3.2,0.9,-7.2,-3.3,-3.3,-5.6,-5.6,-5.6]
[6.3333333333333437,"2011-01-07","08:00:00",2.2000000000000002,26.060000000000002,"WEEKDAY","On","1976-01-07","08:00:00",-0.6,32.18,null,null,"2003-01-07","08:00:00",-4,28.94,null,null,"1999-01-07","08:00:00",1.7,32.54,null,null,null,null,2.2000000000000002,38.119999999999997,null,null,null,null,1,33.799999999999997,null,null,null,null,-15,19.04,null,null,null,null,-9.4,26.060000000000002,null,null,null,null,0.6,26.060000000000002,null,null,null,null,2.2000000000000002,21.92,null,null,null,null,-0.6,21.92,null,null,null,null,-23.3,23,null,null,{"$error":"#N/A"},null,null,null,null,null,null,null,null,null,null,null,null,null,null,null,null,null,null,null,null,null,null,null,null,null,null,null,null,null,null,null,null,null,null,null,null,null,null,null,null,null,null,null,null,null,null,null,null,null,152,-3.3,0.1,-1.7,0.3,3.4,1,-7.2,-3.3,-3.3,-5.6,-5.6,-5]
[6.3750000000000107,"2011-01-07","09:00:00",2.2000000000000002,26.060000000000002,"WEEKDAY","On","1976-01-07","09:00:00",0.6,32.18,null,null,"2003-01-07","09:00:00",-4,30.02,null,null,"1999-01-07","09:00:00",1.7,32.72,null,null,null,null,5.6,39.019999999999996,null,null,null,null,1,35.06,null,null,null,null,-13.3,21.92,null,null,null,null,-9.4,26.6,null,null,null,null,1.1000000000000001,24.8,null,null,null,null,2.2000000000000002,24.08,null,null,null,null,0.6,23,null,null,null,null,-20.6,24.08,null,null,{"$error":"#N/A"},null,null,null,null,null,null,null,null,null,null,null,null,null,null,null,null,null,null,null,null,null,null,null,null,null,null,null,null,null,null,null,null,null,null,null,null,null,null,null,null,null,null,null,null,null,null,null,null,null,153,-3.3,0.1,-1.1000000000000001,0.4,3.9,1.7,-5.6,-3,-4,-4.4000000000000004,-5,-4.4000000000000004]
[6.4166666666666776,"2011-01-07","10:00:00",2.2000000000000002,26.060000000000002,"WEEKDAY","On","1976-01-07","10:00:00",2.2000000000000002,33.08,null,null,"2003-01-07","10:00:00",-4,32.18,null,null,"1999-01-07","10:00:00",0,33.799999999999997,null,null,null,null,6.7,39.200000000000003,null,null,null,null,1.1000000000000001,36.32,null,null,null,null,-12.2,24.98,null,null,null,null,-8.9,28.04,null,null,null,null,1.7,24.8,null,null,null,null,0.6,28.04,null,null,null,null,1.7,28.04,null,null,null,null,-18.899999999999999,24.98,null,null,{"$error":"#N/A"},null,null,null,null,null,null,null,null,null,null,null,null,null,null,null,null,null,null,null,null,null,null,null,null,null,null,null,null,null,null,null,null,null,null,null,null,null,null,null,null,null,null,null,null,null,null,null,null,null,154,-3.3,0.6,0.1,1,4,2.4,-3.9,-2.2000000000000002,-4,-2.2000000000000002,-2.2000000000000002,-3.9]
[6.4583333333333446,"2011-01-07","11:00:00",2.2000000000000002,26.060000000000002,"WEEKDAY","On","1976-01-07","11:00:00",2.8,35.06,null,null,"2003-01-07","11:00:00",-4,34.700000000000003,null,null,"1999-01-07","11:00:00",0,35.06,null,null,null,null,8.3000000000000007,41,null,null,null,null,1,37.04,null,null,null,null,-11.1,30.02,null,null,null,null,-8.3000000000000007,28.04,null,null,null,null,2.6,24.08,null,null,null,null,0,28.04,null,null,null,null,1.3,33.08,null,null,null,null,-18.3,34.159999999999997,null,null,{"$error":"#N/A"},null,null,null,null,null,null,null,null,null,null,null,null,null,null,null,null,null,null,null,null,null,null,null,null,null,null,null,null,null,null,null,null,null,null,null,null,null,null,null,null,null,null,null,null,null,null,null,null,null,155,-3.3,1.7,1.5,1.7,5,2.8,-1.1000000000000001,-2.2000000000000002,-4.4000000000000004,-2.2000000000000002,0.6,1.2]
[6.5000000000000115,"2011-01-07","12:00:00",2.2000000000000002,28.04,"WEEKDAY","On","1976-01-07","12:00:00",2.8,37.04,null,null,"2003-01-07","12:00:00",-4,35.96,null,null,"1999-01-07","12:00:00",0.6,37.04,null,null,null,null,8.9,41.18,null,null,null,null,2,37.04,null,null,null,null,-11.1,33.08,null,null,null,null,-7.8,28.94,null,null,null,null,3.5,24.98,null,null,null,null,-1.1000000000000001,33.619999999999997,null,null,null,null,1,34.340000000000003,null,null,null,null,-18.3,34.700000000000003,null,null,{"$error":"#N/A"},null,null,null,null,null,null,null,null,null,null,null,null,null,null,null,null,null,null,null,null,null,null,null,null,null,null,null,null,null,null,null,null,null,null,null,null,null,null,null,null,null,null,null,null,null,null,null,null,null,156,-2.2000000000000002,2.8,2.2000000000000002,2.8,5.0999999999999996,2.8,0.6,-1.7,-3.9,0.9,1.3,1.5]
[6.5416666666666785,"2011-01-07","13:00:00",2.2000000000000002,30.02,"WEEKDAY","On","1976-01-07","13:00:00",2.8,39.019999999999996,null,null,"2003-01-07","13:00:00",-4,37.04,null,null,"1999-01-07","13:00:00",0.6,38.840000000000003,null,null,null,null,8.3000000000000007,41.36,null,null,null,null,2,37.4,null,null,null,null,-11.7,35.6,null,null,null,null,-7.8,28.04,null,null,null,null,4.4000000000000004,26.6,null,null,null,null,-1.1000000000000001,36.14,null,null,null,null,0.6,37.58,null,null,null,null,-18.3,35.42,null,null,{"$error":"#N/A"},null,null,null,null,null,null,null,null,null,null,null,null,null,null,null,null,null,null,null,null,null,null,null,null,null,null,null,null,null,null,null,null,null,null,null,null,null,null,null,null,null,null,null,null,null,null,null,null,null,157,-1.1000000000000001,3.9,2.8,3.8,5.2,3,2,-2.2000000000000002,-3,2.2999999999999998,3.1,1.9]
[6.5833333333333455,"2011-01-07","14:00:00",1.7,30.02,"WEEKDAY","On","1976-01-07","14:00:00",2.8,39.92,null,null,"2003-01-07","14:00:00",-4,39.019999999999996,null,null,"1999-01-07","14:00:00",0.6,42.08,null,null,null,null,10,41.36,null,null,null,null,2,37.76,null,null,null,null,-10.6,37.04,null,null,null,null,-7.2,28.04,null,null,null,null,4.2,26.060000000000002,null,null,null,null,-0.6,37.94,null,null,null,null,0,39.019999999999996,null,null,null,null,-18.3,36.14,null,null,{"$error":"#N/A"},null,null,null,null,null,null,null,null,null,null,null,null,null,null,null,null,null,null,null,null,null,null,null,null,null,null,null,null,null,null,null,null,null,null,null,null,null,null,null,null,null,null,null,null,null,null,null,null,null,158,-1.1000000000000001,4.4000000000000004,3.9,5.6,5.2,3.2,2.8,-2.2000000000000002,-3.3,3.3,3.9,2.2999999999999998]
[6.6250000000000124,"2011-01-07","15:00:00",1.7,30.92,"WEEKDAY","On","1976-01-07","15:00:00",2.8,41,null,null,"2003-01-07","15:00:00",-4,37.94,null,null,"1999-01-07","15:00:00",0.6,42.980000000000004,null,null,null,null,9.4,41.54,null,null,null,null,2,39.019999999999996,null,null,null,null,-11.7,39.019999999999996,null,null,null,null,-6.7,28.4,null,null,null,null,4.0999999999999996,26.6,null,null,null,null,-1.7,37.22,null,null,null,null,-0.5,39.019999999999996,null,null,null,null,-17.8,36.5,null,null,{"$error":"#N/A"},null,null,null,null,null,null,null,null,null,null,null,null,null,null,null,null,null,null,null,null,null,null,null,null,null,null,null,null,null,null,null,null,null,null,null,null,null,null,null,null,null,null,null,null,null,null,null,null,null,159,-0.6,5,3.3,6.1,5.3,3.9,3.9,-2,-3,2.9,3.9,2.5]
[6.6666666666666794,"2011-01-07","16:00:00",1.7,30.92,"WEEKDAY","On","1976-01-07","16:00:00",1.7,39.92,null,null,"2003-01-07","16:00:00",-4,39.92,null,null,"1999-01-07","16:00:00",0,42.08,null,null,null,null,8.9,42.08,null,null,null,null,2,39.019999999999996,null,null,null,null,-11.7,39.019999999999996,null,null,null,null,-7.2,28.4,null,null,null,null,3.9,26.6,null,null,null,null,-1.7,39.019999999999996,null,null,null,null,-1.1000000000000001,39.019999999999996,null,null,null,null,-18.3,35.78,null,null,{"$error":"#N/A"},null,null,null,null,null,null,null,null,null,null,null,null,null,null,null,null,null,null,null,null,null,null,null,null,null,null,null,null,null,null,null,null,null,null,null,null,null,null,null,null,null,null,null,null,null,null,null,null,null,160,-0.6,4.4000000000000004,4.4000000000000004,5.6,5.6,3.9,3.9,-2,-3,3.9,3.9,2.1]
[6.7083333333333464,"2011-01-07","17:00:00",1.1000000000000001,30.92,"WEEKDAY","On","1976-01-07","17:00:00",1.7,41.36,null,null,"2003-01-07","17:00:00",-5,39.56,null,null,"1999-01-07","17:00:00",-1.7,42.08,null,null,null,null,7.2,41.72,null,null,null,null,1,38.659999999999997,null,null,null,null,-12.8,41.9,null,null,null,null,-7.2,28.94,null,null,null,null,2.2000000000000002,26.96,null,null,null,null,-2.8,39.019999999999996,null,null,null,null,-1.5,37.04,null,null,null,null,-18.899999999999999,35.06,null,null,{"$error":"#N/A"},null,null,null,null,null,null,null,null,null,null,null,null,null,null,null,null,null,null,null,null,null,null,null,null,null,null,null,null,null,null,null,null,null,null,null,null,null,null,null,null,null,null,null,null,null,null,null,null,null,161,-0.6,5.2,4.2,5.6,5.4,3.7,5.5,-1.7,-2.8,3.9,2.8,1.7]
[6.7500000000000133,"2011-01-07","18:00:00",0,32,"WEEKDAY","On","1976-01-07","18:00:00",1.7,37.04,null,null,"2003-01-07","18:00:00",-5,35.78,null,null,"1999-01-07","18:00:00",-1.7,37.94,null,null,null,null,6.1,41.36,null,null,null,null,-1,33.619999999999997,null,null,null,null,-13.3,37.4,null,null,null,null,-7.2,26.96,null,null,null,null,0.6,26.6,null,null,null,null,-2.2000000000000002,32.54,null,null,null,null,-1.8,32.72,null,null,null,null,-18.899999999999999,33.799999999999997,null,null,{"$error":"#N/A"},null,null,null,null,null,null,null,null,null,null,null,null,null,null,null,null,null,null,null,null,null,null,null,null,null,null,null,null,null,null,null,null,null,null,null,null,null,null,null,null,null,null,null,null,null,null,null,null,null,162,0,2.8,2.1,3.3,5.2,0.9,3,-2.8,-3,0.3,0.4,1]
[6.7916666666666803,"2011-01-07","19:00:00",-0.6,30.92,"WEEKDAY","On","1976-01-07","19:00:00",1.7,36.14,null,null,"2003-01-07","19:00:00",-6,34.340000000000003,null,null,"1999-01-07","19:00:00",-1.7,37.4,null,null,null,null,4.4000000000000004,40.82,null,null,null,null,-1,26.060000000000002,null,null,null,null,-13.3,33.799999999999997,null,null,null,null,-7.8,26.060000000000002,null,null,null,null,-1.1000000000000001,26.6,null,null,null,null,-1.7,33.979999999999997,null,null,null,null,-2.2000000000000002,32.54,null,null,null,null,-18.899999999999999,33.799999999999997,null,null,{"$error":"#N/A"},null,null,null,null,null,null,null,null,null,null,null,null,null,null,null,null,null,null,null,null,null,null,null,null,null,null,null,null,null,null,null,null,null,null,null,null,null,null,null,null,null,null,null,null,null,null,null,null,null,163,-0.6,2.2999999999999998,1.3,3,4.9000000000000004,-3.3,1,-3.3,-3,1.1000000000000001,0.3,1]
[6.8333333333333472,"2011-01-07","20:00:00",-1.7,30.92,"WEEKDAY","On","1976-01-07","20:00:00",1.7,35.06,null,null,"2003-01-07","20:00:00",-6,33.619999999999997,null,null,"1999-01-07","20:00:00",-2.2000000000000002,35.96,null,null,null,null,3.3,40.1,null,null,null,null,-2,24.98,null,null,null,null,-13.9,32,null,null,null,null,-7.2,26.060000000000002,null,null,null,null,-0.7,26.96,null,null,null,null,-3.3,33.979999999999997,null,null,null,null,-3.1,33.08,null,null,null,null,-19.399999999999999,33.979999999999997,null,null,{"$error":"#N/A"},null,null,null,null,null,null,null,null,null,null,null,null,null,null,null,null,null,null,null,null,null,null,null,null,null,null,null,null,null,null,null,null,null,null,null,null,null,null,null,null,null,null,null,null,null,null,null,null,null,164,-0.6,1.7,0.9,2.2000000000000002,4.5,-3.9,0,-3.3,-2.8,1.1000000000000001,0.6,1.1000000000000001]
[6.8750000000000142,"2011-01-07","21:00:00",-2.2000000000000002,32,"WEEKDAY","On","1976-01-07","21:00:00",1.7,34.520000000000003,null,null,"2003-01-07","21:00:00",-4,33.08,null,null,"1999-01-07","21:00:00",-2.8,35.6,null,null,null,null,3.3,39.74,null,null,null,null,-3,23,null,null,null,null,-13.9,33.979999999999997,null,null,null,null,-7.2,26.96,null,null,null,null,-0.4,26.6,null,null,null,null,-4.4000000000000004,30.02,null,null,null,null,-4.0999999999999996,28.94,null,null,null,null,-19.399999999999999,34.159999999999997,null,null,{"$error":"#N/A"},null,null,null,null,null,null,null,null,null,null,null,null,null,null,null,null,null,null,null,null,null,null,null,null,null,null,null,null,null,null,null,null,null,null,null,null,null,null,null,null,null,null,null,null,null,null,null,null,null,165,0,1.4,0.6,2,4.3,-5,1.1000000000000001,-2.8,-3,-1.1000000000000001,-1.7,1.2]
[6.9166666666666812,"2011-01-07","22:00:00",-2.8,33.08,"WEEKDAY","On","1976-01-07","22:00:00",2.2000000000000002,33.799999999999997,null,null,"2003-01-07","22:00:00",-4,32.54,null,null,"1999-01-07","22:00:00",-3.3,34.700000000000003,null,null,null,null,2.2000000000000002,39.380000000000003,null,null,null,null,-3,21.92,null,null,null,null,-13.3,30.92,null,null,null,null,-7.8,26.96,null,null,null,null,0,26.96,null,null,null,null,-5,28.94,null,null,null,null,-5,26.96,null,null,null,null,-20,34.520000000000003,null,null,{"$error":"#N/A"},null,null,null,null,null,null,null,null,null,null,null,null,null,null,null,null,null,null,null,null,null,null,null,null,null,null,null,null,null,null,null,null,null,null,null,null,null,null,null,null,null,null,null,null,null,null,null,null,null,166,0.6,1,0.3,1.5,4.0999999999999996,-5.6,-0.6,-2.8,-2.8,-1.7,-2.8,1.4]
[6.9583333333333481,"2011-01-07","23:00:00",-3.3,32.18,"WEEKDAY","On","1976-01-07","23:00:00",2.2000000000000002,32.18,null,null,"2003-01-07","23:00:00",-4,28.94,null,null,"1999-01-07","23:00:00",-3.9,33.08,null,null,null,null,1.7,39.019999999999996,null,null,null,null,-3,21.02,null,null,null,null,-13.3,26.96,null,null,null,null,-8.3000000000000007,26.96,null,null,null,null,-0.9,26.96,null,null,null,null,-5,28.94,null,null,null,null,-5,26.96,null,null,null,null,-20,32.36,null,null,{"$error":"#N/A"},null,null,null,null,null,null,null,null,null,null,null,null,null,null,null,null,null,null,null,null,null,null,null,null,null,null,null,null,null,null,null,null,null,null,null,null,null,null,null,null,null,null,null,null,null,null,null,null,null,167,0.1,0.1,-1.7,0.6,3.9,-6.1,-2.8,-2.8,-2.8,-1.7,-2.8,0.2]
[7.0000000000000151,"2011-01-07",1,-3.9,32.9,"WEEKDAY","On","1976-01-07",1,2.2000000000000002,30.92,null,null,"2003-01-07",1,-4,28.04,null,null,"1999-01-07",1,-4.4000000000000004,32.36,null,null,null,null,1.1000000000000001,39.019999999999996,null,null,null,null,-3,19.939999999999998,null,null,null,null,-13.3,26.96,null,null,null,null,-8.3000000000000007,26.060000000000002,null,null,null,null,-1.9,26.6,null,null,null,null,-5,28.04,null,null,null,null,-5,26.060000000000002,null,null,null,null,-20.6,32,null,null,{"$error":"#N/A"},null,null,null,null,null,null,null,null,null,null,null,null,null,null,null,null,null,null,null,null,null,null,null,null,null,null,null,null,null,null,null,null,null,null,null,null,null,null,null,null,null,null,null,null,null,null,null,null,null,168,0.5,-0.6,-2.2000000000000002,0.2,3.9,-6.7,-2.8,-3.3,-3,-2.2000000000000002,-3.3,0]
[7.0416666666666821,"2011-01-08","01:00:00",-4.4000000000000004,33.619999999999997,"SATURDAY","On","1976-01-08","01:00:00",2.8,30.02,null,null,"2003-01-08","01:00:00",-4,28.04,null,null,"1999-01-08","01:00:00",-4.4000000000000004,30.92,null,null,null,null,1.1000000000000001,39.019999999999996,null,null,null,null,-2,19.04,null,null,null,null,-13.9,24.08,null,null,null,null,-8.3000000000000007,26.060000000000002,null,null,null,null,-2.8,24.8,null,null,null,null,-5.6,26.96,null,null,null,null,-5,24.08,null,null,null,null,-20.6,28.4,null,null,{"$error":"#N/A"},null,null,null,null,null,null,null,null,null,null,null,null,null,null,null,null,null,null,null,null,null,null,null,null,null,null,null,null,null,null,null,null,null,null,null,null,null,null,null,null,null,null,null,null,null,null,null,null,null,169,0.9,-1.1000000000000001,-2.2000000000000002,-0.6,3.9,-7.2,-4.4000000000000004,-3.3,-4,-2.8,-4.4000000000000004,-2]
[7.083333333333349,"2011-01-08","02:00:00",-5,34.520000000000003,"SATURDAY","On","1976-01-08","02:00:00",2.2000000000000002,30.02,null,null,"2003-01-08","02:00:00",-4,26.96,null,null,"1999-01-08","02:00:00",-5,30.02,null,null,null,null,0,39.56,null,null,null,null,-2,17.96,null,null,null,null,-14.4,24.08,null,null,null,null,-8.3000000000000007,26.060000000000002,null,null,null,null,-3.2,24.98,null,null,null,null,-5.6,26.96,null,null,null,null,-5.2,24.08,null,null,null,null,-21.1,26.060000000000002,null,null,{"$error":"#N/A"},null,null,null,null,null,null,null,null,null,null,null,null,null,null,null,null,null,null,null,null,null,null,null,null,null,null,null,null,null,null,null,null,null,null,null,null,null,null,null,null,null,null,null,null,null,null,null,null,null,170,1.4,-1.1000000000000001,-2.8,-1.1000000000000001,4.2,-7.8,-4.4000000000000004,-3.3,-3.9,-2.8,-4.4000000000000004,-3.3]
[7.125000000000016,"2011-01-08","03:00:00",-5.6,35.24,"SATURDAY","On","1976-01-08","03:00:00",2.2000000000000002,28.94,null,null,"2003-01-08","03:00:00",-3,26.96,null,null,"1999-01-08","03:00:00",-5,28.94,null,null,null,null,0,39.74,null,null,null,null,-1,19.04,null,null,null,null,-15,24.08,null,null,null,null,-8.9,26.060000000000002,null,null,null,null,-3.5,21.02,null,null,null,null,-5.6,26.060000000000002,null,null,null,null,-5.4,21.92,null,null,null,null,-22.2,24.08,null,null,{"$error":"#N/A"},null,null,null,null,null,null,null,null,null,null,null,null,null,null,null,null,null,null,null,null,null,null,null,null,null,null,null,null,null,null,null,null,null,null,null,null,null,null,null,null,null,null,null,null,null,null,null,null,null,171,1.8,-1.7,-2.8,-1.7,4.3,-7.2,-4.4000000000000004,-3.3,-6.1,-3.3,-5.6,-4.4000000000000004]
[7.1666666666666829,"2011-01-08","04:00:00",-5.6,35.78,"SATURDAY","On","1976-01-08","04:00:00",2.2000000000000002,28.94,null,null,"2003-01-08","04:00:00",-3,26.060000000000002,null,null,"1999-01-08","04:00:00",-5,28.94,null,null,null,null,-0.6,39.380000000000003,null,null,null,null,-1,17.059999999999999,null,null,null,null,-15.6,21.02,null,null,null,null,-8.9,24.98,null,null,null,null,-3.9,19.939999999999998,null,null,null,null,-6.1,24.08,null,null,null,null,-5.6,19.939999999999998,null,null,null,null,-22.2,23,null,null,{"$error":"#N/A"},null,null,null,null,null,null,null,null,null,null,null,null,null,null,null,null,null,null,null,null,null,null,null,null,null,null,null,null,null,null,null,null,null,null,null,null,null,null,null,null,null,null,null,null,null,null,null,null,null,172,2.1,-1.7,-3.3,-1.7,4.0999999999999996,-8.3000000000000007,-6.1,-3.9,-6.7,-4.4000000000000004,-6.7,-5]
[7.2083333333333499,"2011-01-08","05:00:00",-6.1,36.14,"SATURDAY","On","1976-01-08","05:00:00",2.2000000000000002,28.04,null,null,"2003-01-08","05:00:00",-2,24.98,null,null,"1999-01-08","05:00:00",-5.6,28.94,null,null,null,null,-1.1000000000000001,39.200000000000003,null,null,null,null,-1,17.96,null,null,null,null,-15.6,19.04,null,null,null,null,-9.4,24.98,null,null,null,null,-4.0999999999999996,19.939999999999998,null,null,null,null,-6.1,24.08,null,null,null,null,-6,19.939999999999998,null,null,null,null,-22.2,19.939999999999998,null,null,{"$error":"#N/A"},null,null,null,null,null,null,null,null,null,null,null,null,null,null,null,null,null,null,null,null,null,null,null,null,null,null,null,null,null,null,null,null,null,null,null,null,null,null,null,null,null,null,null,null,null,null,null,null,null,173,2.2999999999999998,-2.2000000000000002,-3.9,-1.7,4,-7.8,-7.2,-3.9,-6.7,-4.4000000000000004,-6.7,-6.7]
[7.2500000000000169,"2011-01-08","06:00:00",-6.1,37.4,"SATURDAY","On","1976-01-08","06:00:00",2.2000000000000002,28.04,null,null,"2003-01-08","06:00:00",-2.2999999999999998,24.98,null,null,"1999-01-08","06:00:00",-5,28.04,null,null,null,null,-1.7,37.04,null,null,null,null,-1,17.96,null,null,null,null,-16.7,21.92,null,null,null,null,-6.7,23,null,null,null,null,-4.2,19.399999999999999,null,null,null,null,-6.7,24.98,null,null,null,null,-6.3,19.939999999999998,null,null,null,null,-22.8,17.96,null,null,{"$error":"#N/A"},null,null,null,null,null,null,null,null,null,null,null,null,null,null,null,null,null,null,null,null,null,null,null,null,null,null,null,null,null,null,null,null,null,null,null,null,null,null,null,null,null,null,null,null,null,null,null,null,null,174,3,-2.2000000000000002,-3.9,-2.2000000000000002,2.8,-7.8,-5.6,-5,-7,-3.9,-6.7,-7.8]
[7.2916666666666838,"2011-01-08","07:00:00",-6.1,37.04,"SATURDAY","On","1976-01-08","07:00:00",2.2000000000000002,28.04,null,null,"2003-01-08","07:00:00",-2.8,24.98,null,null,"1999-01-08","07:00:00",-5,28.04,null,null,null,null,-2.8,37.04,null,null,null,null,0,17.96,null,null,null,null,-16.7,19.939999999999998,null,null,null,null,-5,21.2,null,null,null,null,-4.4000000000000004,17.600000000000001,null,null,null,null,-6.7,24.98,null,null,null,null,-6.7,19.939999999999998,null,null,null,null,-24.4,17.96,null,null,{"$error":"#N/A"},null,null,null,null,null,null,null,null,null,null,null,null,null,null,null,null,null,null,null,null,null,null,null,null,null,null,null,null,null,null,null,null,null,null,null,null,null,null,null,null,null,null,null,null,null,null,null,null,null,175,2.8,-2.2000000000000002,-3.9,-2.2000000000000002,2.8,-7.8,-6.7,-6,-8,-3.9,-6.7,-7.8]
[7.3333333333333508,"2011-01-08","08:00:00",-5.6,37.58,"SATURDAY","On","1976-01-08","08:00:00",2.2000000000000002,28.04,null,null,"2003-01-08","08:00:00",-2.8,24.98,null,null,"1999-01-08","08:00:00",-4.4000000000000004,28.04,null,null,null,null,-1.7,38.119999999999997,null,null,null,null,0,19.939999999999998,null,null,null,null,-17.2,19.939999999999998,null,null,null,null,-10.6,21.92,null,null,null,null,-4.2,17.059999999999999,null,null,null,null,-7.2,24.98,null,null,null,null,-6.7,19.939999999999998,null,null,null,null,-24.4,17.96,null,null,{"$error":"#N/A"},null,null,null,null,null,null,null,null,null,null,null,null,null,null,null,null,null,null,null,null,null,null,null,null,null,null,null,null,null,null,null,null,null,null,null,null,null,null,null,null,null,null,null,null,null,null,null,null,null,176,3.1,-2.2000000000000002,-3.9,-2.2000000000000002,3.4,-6.7,-6.7,-5.6,-8.3000000000000007,-3.9,-6.7,-7.8]
[7.3750000000000178,"2011-01-08","09:00:00",-6.1,37.76,"SATURDAY","On","1976-01-08","09:00:00",2.2000000000000002,28.94,null,null,"2003-01-08","09:00:00",-2,28.04,null,null,"1999-01-08","09:00:00",-3.9,30.02,null,null,null,null,0,38.659999999999997,null,null,null,null,1,23,null,null,null,null,-16.7,24.98,null,null,null,null,-12.2,21.02,null,null,null,null,-4.0999999999999996,15.8,null,null,null,null,-7.2,24.98,null,null,null,null,-6.7,21.92,null,null,null,null,-22.8,19.04,null,null,{"$error":"#N/A"},null,null,null,null,null,null,null,null,null,null,null,null,null,null,null,null,null,null,null,null,null,null,null,null,null,null,null,null,null,null,null,null,null,null,null,null,null,null,null,null,null,null,null,null,null,null,null,null,null,177,3.2,-1.7,-2.2000000000000002,-1.1000000000000001,3.7,-5,-3.9,-6.1,-9,-3.9,-5.6,-7.2]
[7.4166666666666847,"2011-01-08","10:00:00",-5.6,38.840000000000003,"SATURDAY","On","1976-01-08","10:00:00",2.2000000000000002,30.02,null,null,"2003-01-08","10:00:00",-1,30.02,null,null,"1999-01-08","10:00:00",-3.3,33.08,null,null,null,null,1.1000000000000001,39.92,null,null,null,null,1,32,null,null,null,null,-15.6,28.94,null,null,null,null,-12.8,21.2,null,null,null,null,-3.9,17.600000000000001,null,null,null,null,-7.2,30.02,null,null,null,null,-6.7,26.060000000000002,null,null,null,null,-20.6,19.04,null,null,{"$error":"#N/A"},null,null,null,null,null,null,null,null,null,null,null,null,null,null,null,null,null,null,null,null,null,null,null,null,null,null,null,null,null,null,null,null,null,null,null,null,null,null,null,null,null,null,null,null,null,null,null,null,null,178,3.8,-1.1000000000000001,-1.1000000000000001,0.6,4.4000000000000004,0,-1.7,-6,-8,-1.1000000000000001,-3.3,-7.2]
[7.4583333333333517,"2011-01-08","11:00:00",-5,41,"SATURDAY","On","1976-01-08","11:00:00",1.1000000000000001,32,null,null,"2003-01-08","11:00:00",0,33.08,null,null,"1999-01-08","11:00:00",-3,32.54,null,null,null,null,2.2000000000000002,42.44,null,null,null,null,1,33.979999999999997,null,null,null,null,-14.4,30.92,null,null,null,null,-11.7,21.02,null,null,null,null,-3.5,17.059999999999999,null,null,null,null,-6.1,30.02,null,null,null,null,-6.3,28.94,null,null,null,null,-19.399999999999999,19.939999999999998,null,null,{"$error":"#N/A"},null,null,null,null,null,null,null,null,null,null,null,null,null,null,null,null,null,null,null,null,null,null,null,null,null,null,null,null,null,null,null,null,null,null,null,null,null,null,null,null,null,null,null,null,null,null,null,null,null,179,5,0,0.6,0.3,5.8,1.1000000000000001,-0.6,-6.1,-8.3000000000000007,-1.1000000000000001,-1.7,-6.7]
[7.5000000000000187,"2011-01-08","12:00:00",-4.4000000000000004,39.92,"SATURDAY","On","1976-01-08","12:00:00",0,33.44,null,null,"2003-01-08","12:00:00",2,33.08,null,null,"1999-01-08","12:00:00",-3.9,33.979999999999997,null,null,null,null,2.8,42.980000000000004,null,null,null,null,1,36.86,null,null,null,null,-13.3,33.26,null,null,null,null,-11.1,23,null,null,null,null,-3.2,17.600000000000001,null,null,null,null,-5.6,33.08,null,null,null,null,-6,33.44,null,null,null,null,-17.8,19.399999999999999,null,null,{"$error":"#N/A"},null,null,null,null,null,null,null,null,null,null,null,null,null,null,null,null,null,null,null,null,null,null,null,null,null,null,null,null,null,null,null,null,null,null,null,null,null,null,null,null,null,null,null,null,null,null,null,null,null,180,4.4000000000000004,0.8,0.6,1.1000000000000001,6.1,2.7,0.7,-5,-8,0.6,0.8,-7]
[7.5416666666666856,"2011-01-08","13:00:00",-3.3,40.46,"SATURDAY","On","1976-01-08","13:00:00",-0.6,35.06,null,null,"2003-01-08","13:00:00",2,34.880000000000003,null,null,"1999-01-08","13:00:00",-3.3,35.06,null,null,null,null,3.3,43.7,null,null,null,null,1,39.74,null,null,null,null,-12.2,35.06,null,null,null,null,-10.6,21.92,null,null,null,null,-2.8,17.600000000000001,null,null,null,null,-4.4000000000000004,35.96,null,null,null,null,-5.6,37.04,null,null,null,null,-17.2,19.939999999999998,null,null,{"$error":"#N/A"},null,null,null,null,null,null,null,null,null,null,null,null,null,null,null,null,null,null,null,null,null,null,null,null,null,null,null,null,null,null,null,null,null,null,null,null,null,null,null,null,null,null,null,null,null,null,null,null,null,181,4.7,1.7,1.6,1.7,6.5,4.3,1.7,-5.6,-8,2.2000000000000002,2.8,-6.7]
[7.5833333333333526,"2011-01-08","14:00:00",-2.8,42.980000000000004,"SATURDAY","On","1976-01-08","14:00:00",-1.1000000000000001,37.04,null,null,"2003-01-08","14:00:00",3,36.14,null,null,"1999-01-08","14:00:00",-2.8,37.04,null,null,null,null,3.9,44.6,null,null,null,null,1,41.18,null,null,null,null,-11.7,37.04,null,null,null,null,-10,21.92,null,null,null,null,-2.6,17.96,null,null,null,null,-4.4000000000000004,36.5,null,null,null,null,-5.2,37.04,null,null,null,null,-16.100000000000001,19.04,null,null,{"$error":"#N/A"},null,null,null,null,null,null,null,null,null,null,null,null,null,null,null,null,null,null,null,null,null,null,null,null,null,null,null,null,null,null,null,null,null,null,null,null,null,null,null,null,null,null,null,null,null,null,null,null,null,182,6.1,2.8,2.2999999999999998,2.8,7,5.0999999999999996,2.8,-5.6,-7.8,2.5,2.8,-7.2]
[7.6250000000000195,"2011-01-08","15:00:00",-2.2000000000000002,42.8,"SATURDAY","On","1976-01-08","15:00:00",-1.1000000000000001,37.04,null,null,"2003-01-08","15:00:00",4,36.86,null,null,"1999-01-08","15:00:00",-2.2000000000000002,37.04,null,null,null,null,3.9,48.019999999999996,null,null,null,null,1,42.26,null,null,null,null,-10.6,37.4,null,null,null,null,-10,21.92,null,null,null,null,-2.4,17.600000000000001,null,null,null,null,-5,38.659999999999997,null,null,null,null,-4.8,39.92,null,null,null,null,-15,19.939999999999998,null,null,{"$error":"#N/A"},null,null,null,null,null,null,null,null,null,null,null,null,null,null,null,null,null,null,null,null,null,null,null,null,null,null,null,null,null,null,null,null,null,null,null,null,null,null,null,null,null,null,null,null,null,null,null,null,null,183,6,2.8,2.7,2.8,8.9,5.7,3,-5.6,-8,3.7,4.4000000000000004,-6.7]
[7.6666666666666865,"2011-01-08","16:00:00",-1.1000000000000001,40.28,"SATURDAY","On","1976-01-08","16:00:00",-1.7,37.04,null,null,"2003-01-08","16:00:00",4,36.5,null,null,"1999-01-08","16:00:00",-1.1000000000000001,37.76,null,null,null,null,2.2000000000000002,44.96,null,null,null,null,1,44.96,null,null,null,null,-11.1,37.4,null,null,null,null,-11.1,21.2,null,null,null,null,-2.2000000000000002,17.600000000000001,null,null,null,null,-4.4000000000000004,39.019999999999996,null,null,null,null,-4.4000000000000004,39.019999999999996,null,null,null,null,-15,19.939999999999998,null,null,{"$error":"#N/A"},null,null,null,null,null,null,null,null,null,null,null,null,null,null,null,null,null,null,null,null,null,null,null,null,null,null,null,null,null,null,null,null,null,null,null,null,null,null,null,null,null,null,null,null,null,null,null,null,null,184,4.5999999999999996,2.8,2.5,3.2,7.2,7.2,3,-6,-8,3.9,3.9,-6.7]
[7.7083333333333535,"2011-01-08","17:00:00",-1.1000000000000001,42.08,"SATURDAY","On","1976-01-08","17:00:00",-2.2000000000000002,35.96,null,null,"2003-01-08","17:00:00",4,35.24,null,null,"1999-01-08","17:00:00",-0.6,37.94,null,null,null,null,1.1000000000000001,42.980000000000004,null,null,null,null,1,39.92,null,null,null,null,-11.7,37.94,null,null,null,null,-12.2,21.02,null,null,null,null,-2.4,17.96,null,null,null,null,-3.9,38.299999999999997,null,null,null,null,-4.8,37.94,null,null,null,null,-15,17.96,null,null,{"$error":"#N/A"},null,null,null,null,null,null,null,null,null,null,null,null,null,null,null,null,null,null,null,null,null,null,null,null,null,null,null,null,null,null,null,null,null,null,null,null,null,null,null,null,null,null,null,null,null,null,null,null,null,185,5.6,2.2000000000000002,1.8,3.3,6.1,4.4000000000000004,3.3,-6.1,-7.8,3.5,3.3,-7.8]
[7.7500000000000204,"2011-01-08","18:00:00",-1.1000000000000001,44.06,"SATURDAY","On","1976-01-08","18:00:00",-3.3,35.06,null,null,"2003-01-08","18:00:00",4,33.619999999999997,null,null,"1999-01-08","18:00:00",-0.6,36.86,null,null,null,null,0.6,45.5,null,null,null,null,1,38.299999999999997,null,null,null,null,-12.8,35.6,null,null,null,null,-12.2,21.2,null,null,null,null,-2.6,17.600000000000001,null,null,null,null,-4.4000000000000004,37.76,null,null,null,null,-5.2,37.04,null,null,null,null,-14.4,17.96,null,null,{"$error":"#N/A"},null,null,null,null,null,null,null,null,null,null,null,null,null,null,null,null,null,null,null,null,null,null,null,null,null,null,null,null,null,null,null,null,null,null,null,null,null,null,null,null,null,null,null,null,null,null,null,null,null,186,6.7,1.7,0.9,2.7,7.5,3.5,2,-6,-8,3.2,2.8,-7.8]
[7.7916666666666874,"2011-01-08","19:00:00",-1.1000000000000001,44.06,"SATURDAY","On","1976-01-08","19:00:00",-3.9,34.880000000000003,null,null,"2003-01-08","19:00:00",3,32.54,null,null,"1999-01-08","19:00:00",0,36.68,null,null,null,null,0.6,45.14,null,null,null,null,1,37.4,null,null,null,null,-12.8,34.880000000000003,null,null,null,null,-12.8,19.04,null,null,null,null,-2.8,17.600000000000001,null,null,null,null,-5.6,37.94,null,null,null,null,-5.6,37.94,null,null,null,null,-13.9,17.96,null,null,{"$error":"#N/A"},null,null,null,null,null,null,null,null,null,null,null,null,null,null,null,null,null,null,null,null,null,null,null,null,null,null,null,null,null,null,null,null,null,null,null,null,null,null,null,null,null,null,null,null,null,null,null,null,null,187,6.7,1.6,0.3,2.6,7.3,3,1.6,-7.2,-8,3.3,3.3,-7.8]
[7.8333333333333544,"2011-01-08","20:00:00",-0.6,44.06,"SATURDAY","On","1976-01-08","20:00:00",-5,33.799999999999997,null,null,"2003-01-08","20:00:00",3,28.94,null,null,"1999-01-08","20:00:00",0,35.78,null,null,null,null,0,44.24,null,null,null,null,1,36.14,null,null,null,null,-12.8,34.700000000000003,null,null,null,null,-13.3,19.04,null,null,null,null,-2.8,15.079999999999998,null,null,null,null,-5.6,37.94,null,null,null,null,-6.1,37.94,null,null,null,null,-13.3,15.98,null,null,{"$error":"#N/A"},null,null,null,null,null,null,null,null,null,null,null,null,null,null,null,null,null,null,null,null,null,null,null,null,null,null,null,null,null,null,null,null,null,null,null,null,null,null,null,null,null,null,null,null,null,null,null,null,null,188,6.7,1,-1.7,2.1,6.8,2.2999999999999998,1.5,-7.2,-9.4,3.3,3.3,-8.9]
[7.8750000000000213,"2011-01-08","21:00:00",-1.1000000000000001,41.36,"SATURDAY","On","1976-01-08","21:00:00",-6.7,32.9,null,null,"2003-01-08","21:00:00",3,28.94,null,null,"1999-01-08","21:00:00",0.6,34.520000000000003,null,null,null,null,1.1000000000000001,44.06,null,null,null,null,0,35.96,null,null,null,null,-12.8,34.880000000000003,null,null,null,null,-13.9,19.04,null,null,null,null,-2.8,15.8,null,null,null,null,-6.1,37.4,null,null,null,null,-6.7,37.94,null,null,null,null,-11.1,10.940000000000001,null,null,{"$error":"#N/A"},null,null,null,null,null,null,null,null,null,null,null,null,null,null,null,null,null,null,null,null,null,null,null,null,null,null,null,null,null,null,null,null,null,null,null,null,null,null,null,null,null,null,null,null,null,null,null,null,null,189,5.2,0.5,-1.7,1.4,6.7,2.2000000000000002,1.6,-7.2,-9,3,3.3,-11.7]
[7.9166666666666883,"2011-01-08","22:00:00",-1.1000000000000001,40.82,"SATURDAY","On","1976-01-08","22:00:00",-7.8,30.92,null,null,"2003-01-08","22:00:00",4,28.04,null,null,"1999-01-08","22:00:00",1.1000000000000001,33.44,null,null,null,null,1.7,43.52,null,null,null,null,0,34.159999999999997,null,null,null,null,-12.2,35.24,null,null,null,null,-13.9,17.96,null,null,null,null,-2.8,14,null,null,null,null,-6.1,37.04,null,null,null,null,-7.2,37.4,null,null,null,null,-10,12.920000000000002,null,null,{"$error":"#N/A"},null,null,null,null,null,null,null,null,null,null,null,null,null,null,null,null,null,null,null,null,null,null,null,null,null,null,null,null,null,null,null,null,null,null,null,null,null,null,null,null,null,null,null,null,null,null,null,null,null,190,4.9000000000000004,-0.6,-2.2000000000000002,0.8,6.4,1.2,1.8,-7.8,-10,2.8,3,-10.6]
[7.9583333333333552,"2011-01-08","23:00:00",-1.1000000000000001,41,"SATURDAY","On","1976-01-08","23:00:00",-7.8,30.92,null,null,"2003-01-08","23:00:00",3,26.96,null,null,"1999-01-08","23:00:00",1.7,32.18,null,null,null,null,1.7,42.44,null,null,null,null,0,28.04,null,null,null,null,-12.2,36.14,null,null,null,null,-13.9,17.96,null,null,null,null,-3.7,14,null,null,null,null,-6.7,39.92,null,null,null,null,-7.2,39.019999999999996,null,null,null,null,-8.9,14,null,null,{"$error":"#N/A"},null,null,null,null,null,null,null,null,null,null,null,null,null,null,null,null,null,null,null,null,null,null,null,null,null,null,null,null,null,null,null,null,null,null,null,null,null,null,null,null,null,null,null,null,null,null,null,null,null,191,5,-0.6,-2.8,0.1,5.8,-2.2000000000000002,2.2999999999999998,-7.8,-10,4.4000000000000004,3.9,-10]
[8.0000000000000213,"2011-01-08",1,-1.1000000000000001,41,"SATURDAY","On","1976-01-08",1,-8.3000000000000007,30.02,null,null,"2003-01-08",1,4,26.060000000000002,null,null,"1999-01-08",1,2.8,32,null,null,null,null,0.6,41.9,null,null,null,null,0,24.98,null,null,null,null,-12.2,36.5,null,null,null,null,-13.9,15.8,null,null,null,null,-4.7,14,null,null,null,null,-7.2,39.019999999999996,null,null,null,null,-7.2,39.019999999999996,null,null,null,null,-8.3000000000000007,15.079999999999998,null,null,{"$error":"#N/A"},null,null,null,null,null,null,null,null,null,null,null,null,null,null,null,null,null,null,null,null,null,null,null,null,null,null,null,null,null,null,null,null,null,null,null,null,null,null,null,null,null,null,null,null,null,null,null,null,null,192,5,-1.1000000000000001,-3.3,0,5.5,-3.9,2.5,-9,-10,3.9,3.9,-9.4]
[8.0416666666666874,"2011-01-09","01:00:00",-1.7,41.18,{"$f":"IF(WEEKDAY(B211)=1,\"SUNDAY\",IF(WEEKDAY(B211)=7,\"SATURDAY\",\"WEEKDAY\"))","v":"SUNDAY"},{"$f":"IFERROR(IF(F211=\"WEEKDAY\",VLOOKUP(C211,$DE$19:$DH$42,2),IF(F211=\"SATURDAY\",VLOOKUP(C211,$DE$19:$DH$42,3),VLOOKUP(C211,$DE$19:$DH$42,4))),\"On\")","v":"On"},"1976-01-09","01:00:00",-8.3000000000000007,30.02,null,null,"2003-01-09","01:00:00",3,24.98,null,null,"1999-01-09","01:00:00",2.2000000000000002,30.92,null,null,null,null,1.7,41.36,null,null,null,null,1,24.98,null,null,null,null,-11.7,37.04,null,null,null,null,-14.4,15.98,null,null,null,null,-5.6,14,null,null,null,null,-7.8,41,null,null,null,null,-7.2,39.200000000000003,null,null,null,null,-6.7,15.98,null,null,{"$f":"$BV$12-($BV$13/2)*COS((A211-$BV$14)*(2*PI()/365))","v":{"$error":"#N/A"}},null,null,null,null,null,null,null,null,null,null,null,null,null,null,null,null,null,null,null,null,null,null,null,null,null,null,null,null,null,null,null,null,null,null,null,null,null,null,null,null,null,null,null,null,null,null,null,null,null,193,5.0999999999999996,-1.1000000000000001,-3.9,-0.6,5.2,-3.9,2.8,-8.9,-10,5,4,-8.9]
[8.0833333333333535,"2011-01-09","02:00:00",-2.2000000000000002,{"$f":"CONVERT(CHOOSE($D$9,D212,DU212), \"C\", \"F\")","v":41.54},"SUNDAY","On","1976-01-09","02:00:00",-8.9,{"$f":"CONVERT(CHOOSE($D$9,J212,DV212), \"C\", \"F\")","v":28.04},null,null,"2003-01-09","02:00:00",3,{"$f":"CONVERT(CHOOSE($D$9,P212,DW212), \"C\", \"F\")","v":24.98},null,null,"1999-01-09","02:00:00",2.8,{"$f":"CONVERT(CHOOSE($D$9,V212,DX212), \"C\", \"F\")","v":30.92},null,null,null,null,3.3,{"$f":"CONVERT(CHOOSE($D$9,AB212,DY212), \"C\", \"F\")","v":40.46},null,null,null,null,0,{"$f":"CONVERT(CHOOSE($D$9,AH212,DZ212), \"C\", \"F\")","v":23},null,null,null,null,-11.7,{"$f":"CONVERT(CHOOSE($D$9,AN212,EA212), \"C\", \"F\")","v":35.96},null,null,null,null,-15,{"$f":"CONVERT(CHOOSE($D$9,AT212,EB212), \"C\", \"F\")","v":15.98},null,null,null,null,-5.4,{"$f":"CONVERT(CHOOSE($D$9,AZ212,EC212), \"C\", \"F\")","v":14},null,null,null,null,-8.3000000000000007,{"$f":"CONVERT(CHOOSE($D$9,BF212,ED212), \"C\", \"F\")","v":41},null,null,null,null,-7.8,{"$f":"CONVERT(CHOOSE($D$9,BL212,EE212), \"C\", \"F\")","v":39.200000000000003},null,null,null,null,-5,{"$f":"CONVERT(CHOOSE($D$9,BR212,EF212), \"C\", \"F\")","v":15.98},null,null,{"$error":"#N/A"},null,null,null,null,null,null,null,null,null,null,null,null,null,null,null,null,null,null,null,null,null,null,null,null,null,null,null,null,null,null,null,null,null,null,null,null,null,null,null,null,null,null,null,null,null,null,null,null,null,194,5.3,-2.2000000000000002,-3.9,-0.6,4.7,-5,2.2000000000000002,-8.9,-10,5,4,-8.9]
[{"$f":"A212+1/24","v":8.1250000000000195},"2011-01-09","03:00:00",-1.7,44.96,"SUNDAY","On","1976-01-09","03:00:00",-8.9,26.96,null,null,"2003-01-09","03:00:00",3,24.08,null,null,"1999-01-09","03:00:00",2.2000000000000002,28.94,null,null,null,null,3.9,40.28,null,null,null,null,0,23,null,null,null,null,-11.7,35.6,null,null,null,null,-15.6,15.98,null,null,null,null,-5.2,15.079999999999998,null,null,null,null,-9.4,39.92,null,null,null,null,-8.3000000000000007,39.56,null,null,null,null,-5.6,17.059999999999999,null,null,{"$error":"#N/A"},null,null,null,null,null,null,null,null,null,null,null,null,null,null,null,null,null,null,null,null,null,null,null,null,null,null,null,null,null,null,null,null,null,null,null,null,null,null,null,null,null,null,null,null,null,null,null,null,null,195,7.2,-2.8,-4.4000000000000004,-1.7,4.5999999999999996,-5,2,-8.9,-9.4,4.4000000000000004,4.2,-8.3000000000000007]
[8.1666666666666856,"2011-01-09","04:00:00",-1.7,44.96,"SUNDAY","On","1976-01-09","04:00:00",-8.9,26.060000000000002,null,null,"2003-01-09","04:00:00",3,23,null,null,"1999-01-09","04:00:00",2.2000000000000002,28.04,null,null,null,null,4.4000000000000004,39.74,null,null,null,null,-1,21.02,null,null,null,null,-11.7,36.5,null,null,null,null,-16.100000000000001,15.98,null,null,null,null,-5,15.079999999999998,null,null,null,null,-9.4,39.92,null,null,null,null,-8.9,39.380000000000003,null,null,null,null,-5,17.96,null,null,{"$error":"#N/A"},null,null,null,null,null,null,null,null,null,null,null,null,null,null,null,null,null,null,null,null,null,null,null,null,null,null,null,null,null,null,null,null,null,null,null,null,null,null,null,null,null,null,null,null,null,null,null,null,null,196,7.2,-3.3,-5,-2.2000000000000002,4.3,-6.1,2.5,-8.9,-9.4,4.4000000000000004,4.0999999999999996,-7.8]
[8.2083333333333517,"2011-01-09","05:00:00",-1.7,44.96,"SUNDAY","On","1976-01-09","05:00:00",-8.3000000000000007,26.060000000000002,null,null,"2003-01-09","05:00:00",3,21.92,null,null,"1999-01-09","05:00:00",2.2000000000000002,28.04,null,null,null,null,5,39.56,null,null,null,null,-1,19.04,null,null,null,null,-10.6,36.5,null,null,null,null,-16.7,15.98,null,null,null,null,-5,15.079999999999998,null,null,null,null,-9.4,41,null,null,null,null,-8.9,41,null,null,null,null,-5.6,19.939999999999998,null,null,{"$error":"#N/A"},null,null,null,null,null,null,null,null,null,null,null,null,null,null,null,null,null,null,null,null,null,null,null,null,null,null,null,null,null,null,null,null,null,null,null,null,null,null,null,null,null,null,null,null,null,null,null,null,null,197,7.2,-3.3,-5.6,-2.2000000000000002,4.2,-7.2,2.5,-8.9,-9.4,5,5,-6.7]
[8.2500000000000178,"2011-01-09","06:00:00",-1.1000000000000001,44.06,"SUNDAY","On","1976-01-09","06:00:00",-8.3000000000000007,24.98,null,null,"2003-01-09","06:00:00",3,23,null,null,"1999-01-09","06:00:00",1.1000000000000001,26.060000000000002,null,null,null,null,4.4000000000000004,37.94,null,null,null,null,-1,19.939999999999998,null,null,null,null,-10,37.04,null,null,null,null,-16.7,15.079999999999998,null,null,null,null,-5,10.940000000000001,null,null,null,null,-9.4,42.08,null,null,null,null,-8.9,39.92,null,null,null,null,-5.6,21.92,null,null,{"$error":"#N/A"},null,null,null,null,null,null,null,null,null,null,null,null,null,null,null,null,null,null,null,null,null,null,null,null,null,null,null,null,null,null,null,null,null,null,null,null,null,null,null,null,null,null,null,null,null,null,null,null,null,198,6.7,-3.9,-5,-3.3,3.3,-6.7,2.8,-9.4,-11.7,5.6,4.4000000000000004,-5.6]
[8.2916666666666838,"2011-01-09","07:00:00",-0.6,44.06,"SUNDAY","On","1976-01-09","07:00:00",-8.9,24.98,null,null,"2003-01-09","07:00:00",5,23,null,null,"1999-01-09","07:00:00",1.7,26.060000000000002,null,null,null,null,4.4000000000000004,38.119999999999997,null,null,null,null,-2,19.04,null,null,null,null,-9.4,36.5,null,null,null,null,-17.2,14,null,null,null,null,-5,10.039999999999999,null,null,null,null,-9.4,42.980000000000004,null,null,null,null,-8.9,41,null,null,null,null,-5,23,null,null,{"$error":"#N/A"},null,null,null,null,null,null,null,null,null,null,null,null,null,null,null,null,null,null,null,null,null,null,null,null,null,null,null,null,null,null,null,null,null,null,null,null,null,null,null,null,null,null,null,null,null,null,null,null,null,199,6.7,-3.9,-5,-3.3,3.4,-7.2,2.5,-10,-12.2,6.1,5,-5]
[8.3333333333333499,"2011-01-09","08:00:00",-0.6,41.54,"SUNDAY","On","1976-01-09","08:00:00",-8.9,24.98,null,null,"2003-01-09","08:00:00",6,24.08,null,null,"1999-01-09","08:00:00",1.7,26.060000000000002,null,null,null,null,4.4000000000000004,38.659999999999997,null,null,null,null,-3,21.02,null,null,null,null,-10,36.86,null,null,null,null,-17.2,14,null,null,null,null,-4.8,10.039999999999999,null,null,null,null,-9.4,42.980000000000004,null,null,null,null,-8.9,41,null,null,null,null,-4.4000000000000004,26.96,null,null,{"$error":"#N/A"},null,null,null,null,null,null,null,null,null,null,null,null,null,null,null,null,null,null,null,null,null,null,null,null,null,null,null,null,null,null,null,null,null,null,null,null,null,null,null,null,null,null,null,null,null,null,null,null,null,200,5.3,-3.9,-4.4000000000000004,-3.3,3.7,-6.1,2.7,-10,-12.2,6.1,5,-2.8]
[8.375000000000016,"2011-01-09","09:00:00",-0.6,44.06,"SUNDAY","On","1976-01-09","09:00:00",-8.3000000000000007,26.060000000000002,null,null,"2003-01-09","09:00:00",7,26.96,null,null,"1999-01-09","09:00:00",2,28.94,null,null,null,null,5,38.480000000000004,null,null,null,null,-2,24.08,null,null,null,null,-8.9,37.22,null,null,null,null,-16.100000000000001,12.920000000000002,null,null,null,null,-4.5999999999999996,8.0599999999999987,null,null,null,null,-8.9,44.06,null,null,null,null,-8.9,40.64,null,null,null,null,-3.9,28.4,null,null,{"$error":"#N/A"},null,null,null,null,null,null,null,null,null,null,null,null,null,null,null,null,null,null,null,null,null,null,null,null,null,null,null,null,null,null,null,null,null,null,null,null,null,null,null,null,null,null,null,null,null,null,null,null,null,201,6.7,-3.3,-2.8,-1.7,3.6,-4.4000000000000004,2.9,-10.6,-13.3,6.7,4.8,-2]
[8.4166666666666821,"2011-01-09","10:00:00",-0.6,44.96,"SUNDAY","On","1976-01-09","10:00:00",-7.8,28.94,null,null,"2003-01-09","10:00:00",7,28.94,null,null,"1999-01-09","10:00:00",6.1,30.92,null,null,null,null,6.7,39.019999999999996,null,null,null,null,-1,28.94,null,null,null,null,-7.2,37.76,null,null,null,null,-15,12.920000000000002,null,null,null,null,-4.4000000000000004,6.98,null,null,null,null,-8.3000000000000007,44.96,null,null,null,null,-8.9,44.06,null,null,null,null,-3.3,30.92,null,null,{"$error":"#N/A"},null,null,null,null,null,null,null,null,null,null,null,null,null,null,null,null,null,null,null,null,null,null,null,null,null,null,null,null,null,null,null,null,null,null,null,null,null,null,null,null,null,null,null,null,null,null,null,null,null,202,7.2,-1.7,-1.7,-0.6,3.9,-1.7,3.2,-10.6,-13.9,7.2,6.7,-0.6]
[8.4583333333333481,"2011-01-09","11:00:00",0.6,44.96,"SUNDAY","On","1976-01-09","11:00:00",-7.2,30.92,null,null,"2003-01-09","11:00:00",7,30.02,null,null,"1999-01-09","11:00:00",5,30.92,null,null,null,null,8.3000000000000007,41.72,null,null,null,null,0,32.36,null,null,null,null,-5.6,38.840000000000003,null,null,null,null,-13.3,12.920000000000002,null,null,null,null,-4.5999999999999996,6.98,null,null,null,null,-6.7,44.96,null,null,null,null,-7.8,46.04,null,null,null,null,-2.2000000000000002,32.36,null,null,{"$error":"#N/A"},null,null,null,null,null,null,null,null,null,null,null,null,null,null,null,null,null,null,null,null,null,null,null,null,null,null,null,null,null,null,null,null,null,null,null,null,null,null,null,null,null,null,null,null,null,null,null,null,null,203,7.2,-0.6,-1.1000000000000001,-0.6,5.4,0.2,3.8,-10.6,-13.9,7.2,7.8,0.2]
[8.5000000000000142,"2011-01-09","12:00:00",0.6,44.96,"SUNDAY","On","1976-01-09","12:00:00",-6.1,32.36,null,null,"2003-01-09","12:00:00",7,32,null,null,"1999-01-09","12:00:00",6.1,32.36,null,null,null,null,10,43.16,null,null,null,null,1,35.24,null,null,null,null,-3.9,37.94,null,null,null,null,-12.2,15.98,null,null,null,null,-4.8,10.039999999999999,null,null,null,null,-6.1,46.94,null,null,null,null,-6.7,46.04,null,null,null,null,-1.7,33.619999999999997,null,null,{"$error":"#N/A"},null,null,null,null,null,null,null,null,null,null,null,null,null,null,null,null,null,null,null,null,null,null,null,null,null,null,null,null,null,null,null,null,null,null,null,null,null,null,null,null,null,null,null,null,null,null,null,null,null,204,7.2,0.2,0,0.2,6.2,1.8,3.3,-8.9,-12.2,8.3000000000000007,7.8,0.9]
[8.5416666666666803,"2011-01-09","13:00:00",0.6,44.96,"SUNDAY","On","1976-01-09","13:00:00",-5.6,33.799999999999997,null,null,"2003-01-09","13:00:00",7,32.36,null,null,"1999-01-09","13:00:00",7.8,33.619999999999997,null,null,null,null,10,46.94,null,null,null,null,1,37.94,null,null,null,null,-2.2000000000000002,39.019999999999996,null,null,null,null,-11.1,17.059999999999999,null,null,null,null,-5,12.02,null,null,null,null,-5,46.94,null,null,null,null,-5.6,43.879999999999995,null,null,null,null,-0.6,33.619999999999997,null,null,{"$error":"#N/A"},null,null,null,null,null,null,null,null,null,null,null,null,null,null,null,null,null,null,null,null,null,null,null,null,null,null,null,null,null,null,null,null,null,null,null,null,null,null,null,null,null,null,null,null,null,null,null,null,null,205,7.2,1,0.2,0.9,8.3000000000000007,3.3,3.9,-8.3000000000000007,-11.1,8.3000000000000007,6.6,0.9]
[8.5833333333333464,"2011-01-09","14:00:00",1.1000000000000001,44.96,"SUNDAY","On","1976-01-09","14:00:00",-5.6,35.96,null,null,"2003-01-09","14:00:00",7,33.44,null,null,"1999-01-09","14:00:00",10,34.880000000000003,null,null,null,null,7.8,44.42,null,null,null,null,0,38.659999999999997,null,null,null,null,-1.1000000000000001,39.019999999999996,null,null,null,null,-10.6,17.059999999999999,null,null,null,null,-4.5999999999999996,12.02,null,null,null,null,-5,46.94,null,null,null,null,-5.4,43.52,null,null,null,null,0.6,33.979999999999997,null,null,{"$error":"#N/A"},null,null,null,null,null,null,null,null,null,null,null,null,null,null,null,null,null,null,null,null,null,null,null,null,null,null,null,null,null,null,null,null,null,null,null,null,null,null,null,null,null,null,null,null,null,null,null,null,null,206,7.2,2.2000000000000002,0.8,1.6,6.9,3.7,3.9,-8.3000000000000007,-11.1,8.3000000000000007,6.4,1.1000000000000001]
[8.6250000000000124,"2011-01-09","15:00:00",1.1000000000000001,44.96,"SUNDAY","On","1976-01-09","15:00:00",-5.6,35.96,null,null,"2003-01-09","15:00:00",7,33.979999999999997,null,null,"1999-01-09","15:00:00",7.2,35.6,null,null,null,null,7.2,46.94,null,null,null,null,1,39.019999999999996,null,null,null,null,-0.6,39.92,null,null,null,null,-10.6,17.96,null,null,null,null,-4.3,12.920000000000002,null,null,null,null,-5,48.019999999999996,null,null,null,null,-5.2,43.879999999999995,null,null,null,null,0.6,33.979999999999997,null,null,{"$error":"#N/A"},null,null,null,null,null,null,null,null,null,null,null,null,null,null,null,null,null,null,null,null,null,null,null,null,null,null,null,null,null,null,null,null,null,null,null,null,null,null,null,null,null,null,null,null,null,null,null,null,null,207,7.2,2.2000000000000002,1.1000000000000001,2,8.3000000000000007,3.9,4.4000000000000004,-7.8,-10.6,8.9,6.6,1.1000000000000001]
[8.6666666666666785,"2011-01-09","16:00:00",1.7,42.980000000000004,"SUNDAY","On","1976-01-09","16:00:00",-5.6,36.32,null,null,"2003-01-09","16:00:00",7,34.340000000000003,null,null,"1999-01-09","16:00:00",7,35.96,null,null,null,null,7.2,44.96,null,null,null,null,0,41,null,null,null,null,-0.6,39.92,null,null,null,null,-10,17.059999999999999,null,null,null,null,-3.9,12.02,null,null,null,null,-5,48.92,null,null,null,null,-5,44.24,null,null,null,null,1.1000000000000001,33.979999999999997,null,null,{"$error":"#N/A"},null,null,null,null,null,null,null,null,null,null,null,null,null,null,null,null,null,null,null,null,null,null,null,null,null,null,null,null,null,null,null,null,null,null,null,null,null,null,null,null,null,null,null,null,null,null,null,null,null,208,6.1,2.4,1.3,2.2000000000000002,7.2,5,4.4000000000000004,-8.3000000000000007,-11.1,9.4,6.8,1.1000000000000001]
[8.7083333333333446,"2011-01-09","17:00:00",1.7,42.980000000000004,"SUNDAY","On","1976-01-09","17:00:00",-5.6,36.5,null,null,"2003-01-09","17:00:00",6,34.520000000000003,null,null,"1999-01-09","17:00:00",6.7,35.96,null,null,null,null,7.2,46.04,null,null,null,null,0,41,null,null,null,null,0,39.92,null,null,null,null,-10.6,17.059999999999999,null,null,null,null,-4.3,12.02,null,null,null,null,-5.6,48.92,null,null,null,null,-5.6,46.94,null,null,null,null,1.1000000000000001,33.979999999999997,null,null,{"$error":"#N/A"},null,null,null,null,null,null,null,null,null,null,null,null,null,null,null,null,null,null,null,null,null,null,null,null,null,null,null,null,null,null,null,null,null,null,null,null,null,null,null,null,null,null,null,null,null,null,null,null,null,209,6.1,2.5,1.4,2.2000000000000002,7.8,5,4.4000000000000004,-8.3000000000000007,-11.1,9.4,8.3000000000000007,1.1000000000000001]
[8.7500000000000107,"2011-01-09","18:00:00",1.7,41,"SUNDAY","On","1976-01-09","18:00:00",-6.1,35.96,null,null,"2003-01-09","18:00:00",7,34.880000000000003,null,null,"1999-01-09","18:00:00",2.8,35.96,null,null,null,null,7.2,48.019999999999996,null,null,null,null,0,39.92,null,null,null,null,-0.6,39.019999999999996,null,null,null,null,-10.6,12.920000000000002,null,null,null,null,-4.5999999999999996,12.02,null,null,null,null,-6.7,44.96,null,null,null,null,-6.1,44.96,null,null,null,null,1.7,33.799999999999997,null,null,{"$error":"#N/A"},null,null,null,null,null,null,null,null,null,null,null,null,null,null,null,null,null,null,null,null,null,null,null,null,null,null,null,null,null,null,null,null,null,null,null,null,null,null,null,null,null,null,null,null,null,null,null,null,null,210,5,2.2000000000000002,1.6,2.2000000000000002,8.9,4.4000000000000004,3.9,-10.6,-11.1,7.2,7.2,1]
[8.7916666666666767,"2011-01-09","19:00:00",1.7,39.92,"SUNDAY","On","1976-01-09","19:00:00",-6.7,35.96,null,null,"2003-01-09","19:00:00",6,35.24,null,null,"1999-01-09","19:00:00",1.7,36.86,null,null,null,null,6.7,46.94,null,null,null,null,0,41,null,null,null,null,0,40.1,null,null,null,null,-10.6,12.02,null,null,null,null,-5,10.399999999999999,null,null,null,null,-7.2,44.06,null,null,null,null,-6.7,44.96,null,null,null,null,2.2000000000000002,33.799999999999997,null,null,{"$error":"#N/A"},null,null,null,null,null,null,null,null,null,null,null,null,null,null,null,null,null,null,null,null,null,null,null,null,null,null,null,null,null,null,null,null,null,null,null,null,null,null,null,null,null,null,null,null,null,null,null,null,null,211,4.4000000000000004,2.2000000000000002,1.8,2.7,8.3000000000000007,5,4.5,-11.1,-12,6.7,7.2,1]
[8.8333333333333428,"2011-01-09","20:00:00",1.1000000000000001,39.92,"SUNDAY","On","1976-01-09","20:00:00",-7.2,36.86,null,null,"2003-01-09","20:00:00",6,35.42,null,null,"1999-01-09","20:00:00",1.1000000000000001,37.04,null,null,null,null,6.1,46.94,null,null,null,null,0,39.92,null,null,null,null,0,39.92,null,null,null,null,-11.1,12.02,null,null,null,null,-5.2,10.940000000000001,null,null,null,null,-8.3000000000000007,44.06,null,null,null,null,-7.6,42.26,null,null,null,null,2.2000000000000002,33.26,null,null,{"$error":"#N/A"},null,null,null,null,null,null,null,null,null,null,null,null,null,null,null,null,null,null,null,null,null,null,null,null,null,null,null,null,null,null,null,null,null,null,null,null,null,null,null,null,null,null,null,null,null,null,null,null,null,212,4.4000000000000004,2.7,1.9,2.8,8.3000000000000007,4.4000000000000004,4.4000000000000004,-11.1,-11.7,6.7,5.7,0.7]
[8.8750000000000089,"2011-01-09","21:00:00",1.1000000000000001,37.04,"SUNDAY","On","1976-01-09","21:00:00",-7.8,36.5,null,null,"2003-01-09","21:00:00",6,35.06,null,null,"1999-01-09","21:00:00",0.6,35.96,null,null,null,null,7.2,46.94,null,null,null,null,0,39.019999999999996,null,null,null,null,0,40.1,null,null,null,null,-11.1,8.9599999999999973,null,null,null,null,-5.4,1.9400000000000013,null,null,null,null,-9.4,42.980000000000004,null,null,null,null,-8.5,44.96,null,null,null,null,2.2000000000000002,33.26,null,null,{"$error":"#N/A"},null,null,null,null,null,null,null,null,null,null,null,null,null,null,null,null,null,null,null,null,null,null,null,null,null,null,null,null,null,null,null,null,null,null,null,null,null,null,null,null,null,null,null,null,null,null,null,null,null,213,2.8,2.5,1.7,2.2000000000000002,8.3000000000000007,3.9,4.5,-12.8,-16.7,6.1,7.2,0.7]
[8.916666666666675,"2011-01-09","22:00:00",1.7,35.96,"SUNDAY","On","1976-01-09","22:00:00",-7.8,36.14,null,null,"2003-01-09","22:00:00",3,34.340000000000003,null,null,"1999-01-09","22:00:00",0,36.5,null,null,null,null,6.1,46.94,null,null,null,null,0,40.82,null,null,null,null,0,40.28,null,null,null,null,-11.1,8.0599999999999987,null,null,null,null,-5.6,1.9400000000000013,null,null,null,null,-9.4,44.06,null,null,null,null,-9.4,44.06,null,null,null,null,1.7,34.520000000000003,null,null,{"$error":"#N/A"},null,null,null,null,null,null,null,null,null,null,null,null,null,null,null,null,null,null,null,null,null,null,null,null,null,null,null,null,null,null,null,null,null,null,null,null,null,null,null,null,null,null,null,null,null,null,null,null,null,214,2.2000000000000002,2.2999999999999998,1.3,2.5,8.3000000000000007,4.9000000000000004,4.5999999999999996,-13.3,-16.7,6.7,6.7,1.4]
[8.958333333333341,"2011-01-09","23:00:00",2.8,35.96,"SUNDAY","On","1976-01-09","23:00:00",-8.3000000000000007,35.06,null,null,"2003-01-09","23:00:00",5,33.44,null,null,"1999-01-09","23:00:00",-0.6,35.06,null,null,null,null,6.7,46.04,null,null,null,null,0,40.46,null,null,null,null,0,41,null,null,null,null,-11.1,8.0599999999999987,null,null,null,null,-6,1.9400000000000013,null,null,null,null,-10,44.06,null,null,null,null,-10.199999999999999,42.44,null,null,null,null,1.7,36.14,null,null,{"$error":"#N/A"},null,null,null,null,null,null,null,null,null,null,null,null,null,null,null,null,null,null,null,null,null,null,null,null,null,null,null,null,null,null,null,null,null,null,null,null,null,null,null,null,null,null,null,null,null,null,null,null,null,215,2.2000000000000002,1.7,0.8,1.7,7.8,4.7,5,-13.3,-16.7,6.7,5.8,2.2999999999999998]
[9.0000000000000071,"2011-01-09",1,3.9,35.06,"SUNDAY","On","1976-01-09",1,-8.3000000000000007,34.340000000000003,null,null,"2003-01-09",1,6,32.72,null,null,"1999-01-09",1,-1.1000000000000001,34.700000000000003,null,null,null,null,6.1,44.96,null,null,null,null,0,41.36,null,null,null,null,-0.6,39.019999999999996,null,null,null,null,-11.1,5,null,null,null,null,-6.3,-3.9999999999999147E-2,null,null,null,null,-10.6,44.96,null,null,null,null,-10.9,42.8,null,null,null,null,1.7,35.06,null,null,{"$error":"#N/A"},null,null,null,null,null,null,null,null,null,null,null,null,null,null,null,null,null,null,null,null,null,null,null,null,null,null,null,null,null,null,null,null,null,null,null,null,null,null,null,null,null,null,null,null,null,null,null,null,null,216,1.7,1.3,0.4,1.5,7.2,5.2,3.9,-15,-17.8,7.2,6,1.7]
[9.0416666666666732,"2011-01-10","01:00:00",4.4000000000000004,35.06,"WEEKDAY","On","1976-01-10","01:00:00",-8.9,33.799999999999997,null,null,"2003-01-10","01:00:00",6,32.18,null,null,"1999-01-10","01:00:00",-1.7,34.159999999999997,null,null,null,null,5.6,44.06,null,null,null,null,1,42.980000000000004,null,null,null,null,-0.6,39.019999999999996,null,null,null,null,-11.7,6.0799999999999983,null,null,null,null,-6.7,-3.9999999999999147E-2,null,null,null,null,-11.1,46.04,null,null,null,null,-11.7,44.6,null,null,null,null,1.7,35.96,null,null,{"$error":"#N/A"},null,null,null,null,null,null,null,null,null,null,null,null,null,null,null,null,null,null,null,null,null,null,null,null,null,null,null,null,null,null,null,null,null,null,null,null,null,null,null,null,null,null,null,null,null,null,null,null,null,217,1.7,1,0.1,1.2,6.7,6.1,3.9,-14.4,-17.8,7.8,7,2.2000000000000002]
[9.0833333333333393,"2011-01-10","02:00:00",3.9,33.979999999999997,"WEEKDAY","On","1976-01-10","02:00:00",-8.9,33.26,null,null,"2003-01-10","02:00:00",5,28.94,null,null,"1999-01-10","02:00:00",-2.2000000000000002,33.619999999999997,null,null,null,null,6.1,44.96,null,null,null,null,1,42.980000000000004,null,null,null,null,-1.1000000000000001,41.54,null,null,null,null,-11.7,6.0799999999999983,null,null,null,null,-7.1,-3.9999999999999147E-2,null,null,null,null,-11.7,46.04,null,null,null,null,-12.1,44.96,null,null,null,null,2.2000000000000002,35.6,null,null,{"$error":"#N/A"},null,null,null,null,null,null,null,null,null,null,null,null,null,null,null,null,null,null,null,null,null,null,null,null,null,null,null,null,null,null,null,null,null,null,null,null,null,null,null,null,null,null,null,null,null,null,null,null,null,218,1.1000000000000001,0.7,-1.7,0.9,7.2,6.1,5.3,-14.4,-17.8,7.8,7.2,2]
[9.1250000000000053,"2011-01-10","03:00:00",3.9,33.979999999999997,"WEEKDAY","On","1976-01-10","03:00:00",-8.9,32.9,null,null,"2003-01-10","03:00:00",4,28.04,null,null,"1999-01-10","03:00:00",-2.8,33.26,null,null,null,null,5.6,44.06,null,null,null,null,1,41,null,null,null,null,-1.1000000000000001,41.9,null,null,null,null,-12.2,3.9200000000000017,null,null,null,null,-7.4,-5.0800000000000054,null,null,null,null,-11.1,48.019999999999996,null,null,null,null,-12.4,44.42,null,null,null,null,1.7,35.24,null,null,{"$error":"#N/A"},null,null,null,null,null,null,null,null,null,null,null,null,null,null,null,null,null,null,null,null,null,null,null,null,null,null,null,null,null,null,null,null,null,null,null,null,null,null,null,null,null,null,null,null,null,null,null,null,null,219,1.1000000000000001,0.5,-2.2000000000000002,0.7,6.7,5,5.5,-15.6,-20.6,8.9,6.9,1.8]
[9.1666666666666714,"2011-01-10","04:00:00",3.9,33.08,"WEEKDAY","On","1976-01-10","04:00:00",-8.9,32,null,null,"2003-01-10","04:00:00",3,28.04,null,null,"1999-01-10","04:00:00",-2.8,32.54,null,null,null,null,5.6,42.980000000000004,null,null,null,null,1,41,null,null,null,null,-1.1000000000000001,39.92,null,null,null,null,-12.8,5,null,null,null,null,-7.8,-5.0800000000000054,null,null,null,null,-12.2,45.32,null,null,null,null,-12.8,46.94,null,null,null,null,1.7,35.24,null,null,{"$error":"#N/A"},null,null,null,null,null,null,null,null,null,null,null,null,null,null,null,null,null,null,null,null,null,null,null,null,null,null,null,null,null,null,null,null,null,null,null,null,null,null,null,null,null,null,null,null,null,null,null,null,null,220,0.6,0,-2.2000000000000002,0.3,6.1,5,4.4000000000000004,-15,-20.6,7.4,8.3000000000000007,1.8]
[9.2083333333333375,"2011-01-10","05:00:00",3.3,33.08,"WEEKDAY","On","1976-01-10","05:00:00",-8.9,30.02,null,null,"2003-01-10","05:00:00",3,26.96,null,null,"1999-01-10","05:00:00",-3.3,32,null,null,null,null,5.6,41,null,null,null,null,1,39.019999999999996,null,null,null,null,-1.1000000000000001,41,null,null,null,null,-13.3,5,null,null,null,null,-8.1999999999999993,-5.0800000000000054,null,null,null,null,-13.3,46.22,null,null,null,null,-12.6,46.04,null,null,null,null,1.1000000000000001,34.880000000000003,null,null,{"$error":"#N/A"},null,null,null,null,null,null,null,null,null,null,null,null,null,null,null,null,null,null,null,null,null,null,null,null,null,null,null,null,null,null,null,null,null,null,null,null,null,null,null,null,null,null,null,null,null,null,null,null,null,221,0.6,-1.1000000000000001,-2.8,0,5,3.9,5,-15,-20.6,7.9,7.8,1.6]
[9.2500000000000036,"2011-01-10","06:00:00",3.3,32.9,"WEEKDAY","On","1976-01-10","06:00:00",-8.9,30.02,null,null,"2003-01-10","06:00:00",3,26.060000000000002,null,null,"1999-01-10","06:00:00",-3.3,30.02,null,null,null,null,6.1,41,null,null,null,null,2,37.04,null,null,null,null,-1.1000000000000001,41,null,null,null,null,-13.9,1.0399999999999991,null,null,null,null,-8.5,-7.9600000000000009,null,null,null,null,-13.3,46.04,null,null,null,null,-12.4,44.96,null,null,null,null,0.6,34.520000000000003,null,null,{"$error":"#N/A"},null,null,null,null,null,null,null,null,null,null,null,null,null,null,null,null,null,null,null,null,null,null,null,null,null,null,null,null,null,null,null,null,null,null,null,null,null,null,null,null,null,null,null,null,null,null,null,null,null,222,0.5,-1.1000000000000001,-3.3,-1.1000000000000001,5,2.8,5,-17.2,-22.2,7.8,7.2,1.4]
[9.2916666666666696,"2011-01-10","07:00:00",3.3,33.26,"WEEKDAY","On","1976-01-10","07:00:00",-8.9,30.02,null,null,"2003-01-10","07:00:00",3,26.060000000000002,null,null,"1999-01-10","07:00:00",-3.9,30.02,null,null,null,null,6.1,41.36,null,null,null,null,2,36.5,null,null,null,null,-1.1000000000000001,42.08,null,null,null,null,-13.9,3.019999999999996,null,null,null,null,-8.9,-9.0399999999999991,null,null,null,null,-11.7,46.94,null,null,null,null,-12.2,44.96,null,null,null,null,-0.6,34.700000000000003,null,null,{"$error":"#N/A"},null,null,null,null,null,null,null,null,null,null,null,null,null,null,null,null,null,null,null,null,null,null,null,null,null,null,null,null,null,null,null,null,null,null,null,null,null,null,null,null,null,null,null,null,null,null,null,null,null,223,0.7,-1.1000000000000001,-3.3,-1.1000000000000001,5.2,2.5,5.6,-16.100000000000001,-22.8,8.3000000000000007,7.2,1.5]
[9.3333333333333357,"2011-01-10","08:00:00",3.3,33.44,"WEEKDAY","On","1976-01-10","08:00:00",-8.9,28.94,null,null,"2003-01-10","08:00:00",3,26.96,null,null,"1999-01-10","08:00:00",-4.4000000000000004,30.02,null,null,null,null,6.7,39.92,null,null,null,null,2,37.04,null,null,null,null,-1.1000000000000001,42.980000000000004,null,null,null,null,-13.3,3.019999999999996,null,null,null,null,-8,-9.0399999999999991,null,null,null,null,-10,46.94,null,null,null,null,-10.5,44.06,null,null,null,null,0,34.700000000000003,null,null,{"$error":"#N/A"},null,null,null,null,null,null,null,null,null,null,null,null,null,null,null,null,null,null,null,null,null,null,null,null,null,null,null,null,null,null,null,null,null,null,null,null,null,null,null,null,null,null,null,null,null,null,null,null,null,224,0.8,-1.7,-2.8,-1.1000000000000001,4.4000000000000004,2.8,6.1,-16.100000000000001,-22.8,8.3000000000000007,6.7,1.5]
[9.3750000000000018,"2011-01-10","09:00:00",3.9,33.08,"WEEKDAY","On","1976-01-10","09:00:00",-8.3000000000000007,30.02,null,null,"2003-01-10","09:00:00",4,28.94,null,null,"1999-01-10","09:00:00",-3.3,32,null,null,null,null,7.8,42.980000000000004,null,null,null,null,3,36.68,null,null,null,null,-1.1000000000000001,44.06,null,null,null,null,-12.8,6.98,null,null,null,null,-7,-0.94000000000000483,null,null,null,null,-9.4,48.019999999999996,null,null,null,null,-8.9,46.04,null,null,null,null,0.6,34.700000000000003,null,null,{"$error":"#N/A"},null,null,null,null,null,null,null,null,null,null,null,null,null,null,null,null,null,null,null,null,null,null,null,null,null,null,null,null,null,null,null,null,null,null,null,null,null,null,null,null,null,null,null,null,null,null,null,null,null,225,0.6,-1.1000000000000001,-1.7,0,6.1,2.6,6.7,-13.9,-18.3,8.9,7.8,1.5]
[9.4166666666666679,"2011-01-10","10:00:00",4.4000000000000004,33.44,"WEEKDAY","On","1976-01-10","10:00:00",-7.8,32,null,null,"2003-01-10","10:00:00",4,32,null,null,"1999-01-10","10:00:00",-3.3,32,null,null,null,null,8.3000000000000007,41.18,null,null,null,null,3,39.019999999999996,null,null,null,null,-0.6,44.6,null,null,null,null,-11.1,8.9599999999999973,null,null,null,null,-6.1,1.0399999999999991,null,null,null,null,-6.7,46.94,null,null,null,null,-7.2,46.04,null,null,null,null,0.6,34.700000000000003,null,null,{"$error":"#N/A"},null,null,null,null,null,null,null,null,null,null,null,null,null,null,null,null,null,null,null,null,null,null,null,null,null,null,null,null,null,null,null,null,null,null,null,null,null,null,null,null,null,null,null,null,null,null,null,null,null,226,0.8,0,0,0,5.0999999999999996,3.9,7,-12.8,-17.2,8.3000000000000007,7.8,1.5]
[9.4583333333333339,"2011-01-10","11:00:00",4.4000000000000004,33.979999999999997,"WEEKDAY","On","1976-01-10","11:00:00",-6.7,34.880000000000003,null,null,"2003-01-10","11:00:00",2,33.44,null,null,"1999-01-10","11:00:00",-3.3,34.700000000000003,null,null,null,null,8.9,42.08,null,null,null,null,3,41.36,null,null,null,null,0,44.96,null,null,null,null,-10.6,8.9599999999999973,null,null,null,null,-4.5999999999999996,1.0399999999999991,null,null,null,null,-3.9,46.94,null,null,null,null,-5.9,46.94,null,null,null,null,0.6,33.799999999999997,null,null,{"$error":"#N/A"},null,null,null,null,null,null,null,null,null,null,null,null,null,null,null,null,null,null,null,null,null,null,null,null,null,null,null,null,null,null,null,null,null,null,null,null,null,null,null,null,null,null,null,null,null,null,null,null,null,227,1.1000000000000001,1.6,0.8,1.5,5.6,5.2,7.2,-12.8,-17.2,8.3000000000000007,8.3000000000000007,1]
[9.5,"2011-01-10","12:00:00",4.4000000000000004,33.979999999999997,"WEEKDAY","On","1976-01-10","12:00:00",-5.6,35.96,null,null,"2003-01-10","12:00:00",1,34.880000000000003,null,null,"1999-01-10","12:00:00",-2.2000000000000002,35.78,null,null,null,null,8.3000000000000007,42.44,null,null,null,null,4,42.980000000000004,null,null,null,null,0,46.4,null,null,null,null,-9.4,17.059999999999999,null,null,null,null,-3.2,12.2,null,null,null,null,-2.8,48.019999999999996,null,null,null,null,-4.5999999999999996,46.94,null,null,null,null,0.6,33.08,null,null,{"$error":"#N/A"},null,null,null,null,null,null,null,null,null,null,null,null,null,null,null,null,null,null,null,null,null,null,null,null,null,null,null,null,null,null,null,null,null,null,null,null,null,null,null,null,null,null,null,null,null,null,null,null,null,228,1.1000000000000001,2.2000000000000002,1.6,2.1,5.8,6.1,8,-8.3000000000000007,-11,8.9,8.3000000000000007,0.6]
[9.5416666666666661,"2011-01-10","13:00:00",4.4000000000000004,33.979999999999997,"WEEKDAY","On","1976-01-10","13:00:00",-4.4000000000000004,37.94,null,null,"2003-01-10","13:00:00",2,37.04,null,null,"1999-01-10","13:00:00",-1.7,37.94,null,null,null,null,8.3000000000000007,42.980000000000004,null,null,null,null,4,44.96,null,null,null,null,-0.6,48.019999999999996,null,null,null,null,-8.9,19.04,null,null,null,null,-1.7,19.939999999999998,null,null,null,null,-1.1000000000000001,48.2,null,null,null,null,-3.3,48.92,null,null,null,null,0.6,32.9,null,null,{"$error":"#N/A"},null,null,null,null,null,null,null,null,null,null,null,null,null,null,null,null,null,null,null,null,null,null,null,null,null,null,null,null,null,null,null,null,null,null,null,null,null,null,null,null,null,null,null,null,null,null,null,null,null,229,1.1000000000000001,3.3,2.8,3.3,6.1,7.2,8.9,-7.2,-6.7,9,9.4,0.5]
[9.5833333333333321,"2011-01-10","14:00:00",4.4000000000000004,33.979999999999997,"WEEKDAY","On","1976-01-10","14:00:00",-4.4000000000000004,38.299999999999997,null,null,"2003-01-10","14:00:00",2,35.96,null,null,"1999-01-10","14:00:00",-2.2000000000000002,37.94,null,null,null,null,8.3000000000000007,43.7,null,null,null,null,5,44.96,null,null,null,null,0,48.92,null,null,null,null,-8.3000000000000007,19.04,null,null,null,null,-1.5,19.939999999999998,null,null,null,null,-1.7,48.019999999999996,null,null,null,null,-2.8,48.92,null,null,null,null,-0.6,33.08,null,null,{"$error":"#N/A"},null,null,null,null,null,null,null,null,null,null,null,null,null,null,null,null,null,null,null,null,null,null,null,null,null,null,null,null,null,null,null,null,null,null,null,null,null,null,null,null,null,null,null,null,null,null,null,null,null,230,1.1000000000000001,3.5,2.2000000000000002,3.3,6.5,7.2,9.4,-7.2,-6.7,8.9,9.4,0.6]
[9.6249999999999982,"2011-01-10","15:00:00",4.4000000000000004,33.979999999999997,"WEEKDAY","On","1976-01-10","15:00:00",-3.9,39.92,null,null,"2003-01-10","15:00:00",1,37.94,null,null,"1999-01-10","15:00:00",-1.7,39.74,null,null,null,null,10,44.24,null,null,null,null,6,46.04,null,null,null,null,0,48.019999999999996,null,null,null,null,-7.8,19.939999999999998,null,null,null,null,-1.3,21.92,null,null,null,null,-0.6,46.04,null,null,null,null,-2.2000000000000002,50,null,null,null,null,-1.7,33.979999999999997,null,null,{"$error":"#N/A"},null,null,null,null,null,null,null,null,null,null,null,null,null,null,null,null,null,null,null,null,null,null,null,null,null,null,null,null,null,null,null,null,null,null,null,null,null,null,null,null,null,null,null,null,null,null,null,null,null,231,1.1000000000000001,4.4000000000000004,3.3,4.3,6.8,7.8,8.9,-6.7,-5.6,7.8,10,1.1000000000000001]
[9.6666666666666643,"2011-01-10","16:00:00",4.4000000000000004,34.520000000000003,"WEEKDAY","On","1976-01-10","16:00:00",-3.9,39.92,null,null,"2003-01-10","16:00:00",0,39.200000000000003,null,null,"1999-01-10","16:00:00",-2.2000000000000002,39.92,null,null,null,null,11.1,46.94,null,null,null,null,6,44.96,null,null,null,null,-0.6,46.94,null,null,null,null,-8.3000000000000007,19.939999999999998,null,null,null,null,-1.1000000000000001,21.92,null,null,null,null,-0.6,48.56,null,null,null,null,-1.7,51.08,null,null,null,null,-2.8,34.520000000000003,null,null,{"$error":"#N/A"},null,null,null,null,null,null,null,null,null,null,null,null,null,null,null,null,null,null,null,null,null,null,null,null,null,null,null,null,null,null,null,null,null,null,null,null,null,null,null,null,null,null,null,null,null,null,null,null,null,232,1.4,4.4000000000000004,4,4.4000000000000004,8.3000000000000007,7.2,8.3000000000000007,-6.7,-5.6,9.1999999999999993,10.6,1.4]
[9.8333333333333286,"2011-01-10","20:00:00",1.1000000000000001,32,"WEEKDAY","On","1976-01-10","20:00:00",-4.4000000000000004,34.340000000000003,null,null,"2003-01-10","20:00:00",-2,32.36,null,null,"1999-01-10","20:00:00",-3.3,35.06,null,null,null,null,11.7,42.620000000000005,null,null,null,null,4,33.619999999999997,null,null,null,null,-3.9,39.74,null,null,null,null,-11.1,15.079999999999998,null,null,null,null,-0.7,19.04,null,null,null,null,0,28.94,null,null,null,null,-1.5,30.92,null,null,null,null,-8.3000000000000007,26.060000000000002,null,null,{"$error":"#N/A"},null,null,null,null,null,null,null,null,null,null,null,null,null,null,null,null,null,null,null,null,null,null,null,null,null,null,null,null,null,null,null,null,null,null,null,null,null,null,null,null,null,null,null,null,null,null,null,null,null,236,0,1.3,0.2,1.7,5.9,0.9,4.3,-9.4,-7.2,-1.7,-0.6,-3.3]
[11.249999999999975,"2011-01-12","06:00:00",2.8,21.92,"WEEKDAY","On","1976-01-12","06:00:00",-3.3,33.08,null,null,"2003-01-12","06:00:00",-6,24.08,null,null,"1999-01-12","06:00:00",1.7,30.02,null,null,null,null,4.4000000000000004,44.96,null,null,null,null,0,37.76,null,null,null,null,0,15.8,null,null,null,null,-15,23,null,null,null,null,-4.7,21.92,null,null,null,null,-7.2,19.04,null,null,null,null,-7.4,19.939999999999998,null,null,null,null,5,19.04,null,null,{"$error":"#N/A"},null,null,null,null,null,null,null,null,null,null,null,null,null,null,null,null,null,null,null,null,null,null,null,null,null,null,null,null,null,null,null,null,null,null,null,null,null,null,null,null,null,null,null,null,null,null,null,null,null,270,-5.6,0.6,-4.4000000000000004,-1.1000000000000001,7.2,3.2,-9,-5,-5.6,-7.2,-6.7,-7.2]
[13.374999999999945,"2011-01-14","09:00:00",-1.1000000000000001,23,{"$f":"IF(WEEKDAY(B339)=1,\"SUNDAY\",IF(WEEKDAY(B339)=7,\"SATURDAY\",\"WEEKDAY\"))","v":"WEEKDAY"},{"$f":"IFERROR(IF(F339=\"WEEKDAY\",VLOOKUP(C339,$DE$19:$DH$42,2),IF(F339=\"SATURDAY\",VLOOKUP(C339,$DE$19:$DH$42,3),VLOOKUP(C339,$DE$19:$DH$42,4))),\"On\")","v":"On"},"1976-01-14","09:00:00",6.1,33.08,null,null,"2003-01-14","09:00:00",-7,33.08,null,null,"1999-01-14","09:00:00",-8.3000000000000007,35.06,null,null,null,null,-9.4,50,null,null,null,null,6,44.96,null,null,null,null,-17.8,15.98,null,null,null,null,-6.1,26.96,null,null,null,null,1,30.02,null,null,null,null,3.9,19.939999999999998,null,null,null,null,2.6,19.939999999999998,null,null,null,null,-25,-3.9999999999999147E-2,null,null,{"$f":"$BV$12-($BV$13/2)*COS((A339-$BV$14)*(2*PI()/365))","v":{"$error":"#N/A"}},null,null,null,null,null,null,null,null,null,null,null,null,null,null,null,null,null,null,null,null,null,null,null,null,null,null,null,null,null,null,null,null,null,null,null,null,null,null,null,null,null,null,null,null,null,null,null,null,null,321,-5,0.6,0.6,1.7,10,7.2,-8.9,-2.8,-1.1000000000000001,-6.7,-6.7,-17.8]
[14.833333333333258,"2011-01-15","20:00:00",4.4000000000000004,33.08,"SATURDAY","On","1976-01-15","20:00:00",-2.2000000000000002,46.04,null,null,"2003-01-15","20:00:00",-6,41,null,null,"1999-01-15","20:00:00",0.6,46.04,null,null,null,null,-7.8,37.94,null,null,null,null,-6,35.06,null,null,null,null,-12.2,36.86,null,null,null,null,-13.9,37.4,null,null,null,null,-2.1,35.06,null,null,null,null,0,40.64,null,null,null,null,-1.1000000000000001,39.200000000000003,null,null,null,null,-16.7,-2.9200000000000017,null,null,{"$error":"#N/A"},null,null,null,null,null,null,null,null,null,null,null,null,null,null,null,null,null,null,null,null,null,null,null,null,null,null,null,null,null,null,null,null,null,null,null,null,null,null,null,null,null,null,null,null,null,null,null,null,null,356,0.6,7.8,5,7.8,3.3,1.7,2.7,3,1.7,4.8,4,-19.399999999999999]
[15.541666666666581,"2011-01-16","13:00:00",11.7,37.04,"SUNDAY","On","1976-01-16","13:00:00",7.2,46.04,null,null,"2003-01-16","13:00:00",-3,42.8,null,null,"1999-01-16","13:00:00",2.2000000000000002,44.96,null,null,null,null,6.1,37.4,null,null,null,null,-3,32,null,null,null,null,-5,39.380000000000003,null,null,null,null,-12.2,40.1,null,null,null,null,4.4000000000000004,35.24,null,null,null,null,3.9,32.9,null,null,null,null,2.2000000000000002,35.96,null,null,null,null,-4.4000000000000004,17.96,null,null,{"$error":"#N/A"},null,null,null,null,null,null,null,null,null,null,null,null,null,null,null,null,null,null,null,null,null,null,null,null,null,null,null,null,null,null,null,null,null,null,null,null,null,null,null,null,null,null,null,null,null,null,null,null,null,373,2.8,7.8,6,7.2,3,0,4.0999999999999996,4.5,1.8,0.5,2.2000000000000002,-7.8]
[17.666666666666622,"2011-01-18","16:00:00",5,36.68,"WEEKDAY","On","1976-01-18","16:00:00",-7.8,44.06,null,null,"2003-01-18","16:00:00",-8,42.08,null,null,"1999-01-18","16:00:00",12.2,44.96,null,null,null,null,-7.8,28.04,null,null,null,null,-11,26.060000000000002,null,null,null,null,8.9,14,null,null,null,null,-2.2000000000000002,39.200000000000003,null,null,null,null,4.4000000000000004,34.340000000000003,null,null,null,null,2.2000000000000002,17.059999999999999,null,null,null,null,2.8,17.059999999999999,null,null,null,null,5,14,null,null,{"$error":"#N/A"},null,null,null,null,null,null,null,null,null,null,null,null,null,null,null,null,null,null,null,null,null,null,null,null,null,null,null,null,null,null,null,null,null,null,null,null,null,null,null,null,null,null,null,null,null,null,null,null,null,424,2.6,6.7,5.6,7.2,-2.2000000000000002,-3.3,-10,4,1.3,-8.3000000000000007,-8.3000000000000007,-10]
[19.124999999999996,"2011-01-20","03:00:00",5.6,35.06,"WEEKDAY","On","1976-01-20","03:00:00",-4.4000000000000004,33.979999999999997,null,null,"2003-01-20","03:00:00",-4.5,32.9,null,null,"1999-01-20","03:00:00",2.8,35.06,null,null,null,null,-11.1,42.980000000000004,null,null,null,null,-7,39.380000000000003,null,null,null,null,8.3000000000000007,21.02,null,null,null,null,-10,34.520000000000003,null,null,null,null,1.1000000000000001,28.94,null,null,null,null,0,21.02,null,null,null,null,0,23,null,null,null,null,2.2000000000000002,21.2,null,null,{"$error":"#N/A"},null,null,null,null,null,null,null,null,null,null,null,null,null,null,null,null,null,null,null,null,null,null,null,null,null,null,null,null,null,null,null,null,null,null,null,null,null,null,null,null,null,null,null,null,null,null,null,null,null,459,1.7,1.1000000000000001,0.5,1.7,6.1,4.0999999999999996,-6.1,1.4,-1.7,-6.1,-5,-6]
[20.583333333333371,"2011-01-21","14:00:00",-3.3,12.02,"WEEKDAY","On","1976-01-21","14:00:00",1.1000000000000001,37.94,null,null,"2003-01-21","14:00:00",-6,35.6,null,null,"1999-01-21","14:00:00",8.3000000000000007,41,null,null,null,null,-7.8,32,null,null,null,null,-11,30.02,null,null,null,null,2.2000000000000002,21.92,null,null,null,null,-13.3,35.96,null,null,null,null,-1.3,30.02,null,null,null,null,-0.6,24.98,null,null,null,null,-2.2000000000000002,24.98,null,null,null,null,-2.8,15.98,null,null,{"$error":"#N/A"},null,null,null,null,null,null,null,null,null,null,null,null,null,null,null,null,null,null,null,null,null,null,null,null,null,null,null,null,null,null,null,null,null,null,null,null,null,null,null,null,null,null,null,null,null,null,null,null,null,494,-11.1,3.3,2,5,0,-1.1000000000000001,-5.6,2.2000000000000002,-1.1000000000000001,-3.9,-3.9,-8.9]
[21.250000000000057,"2011-01-22","06:00:00",-11.7,15.98,"SATURDAY","On","1976-01-22","06:00:00",-3.3,34.159999999999997,null,null,"2003-01-22","06:00:00",-13,32.54,null,null,"1999-01-22","06:00:00",4.4000000000000004,35.42,null,null,null,null,-13.3,21.92,null,null,null,null,-19,19.04,null,null,null,null,1.7,8.0599999999999987,null,null,null,null,-13.3,19.04,null,null,null,null,-1.1000000000000001,15.98,null,null,null,null,-0.6,14,null,null,null,null,-1.5,8.9599999999999973,null,null,null,null,-3.9,-9.0399999999999991,null,null,{"$error":"#N/A"},null,null,null,null,null,null,null,null,null,null,null,null,null,null,null,null,null,null,null,null,null,null,null,null,null,null,null,null,null,null,null,null,null,null,null,null,null,null,null,null,null,null,null,null,null,null,null,null,null,510,-8.9,1.2,0.3,1.9,-5.6,-7.2,-13.3,-7.2,-8.9,-10,-12.8,-22.8]
[23.375000000000117,"2011-01-24","09:00:00",2.2000000000000002,53.6,"WEEKDAY","On","1976-01-24","09:00:00",-8.3000000000000007,21.92,null,null,"2003-01-24","09:00:00",-13,21.02,null,null,"1999-01-24","09:00:00",9.4,24.08,null,null,null,null,-2.8,17.059999999999999,null,null,null,null,-20,8.0599999999999987,null,null,null,null,-8.9,15.079999999999998,null,null,null,null,-2.2000000000000002,19.939999999999998,null,null,null,null,-12.2,30.92,null,null,null,null,-11.7,17.96,null,null,null,null,-11.7,17.96,null,null,null,null,-12.8,37.4,null,null,{"$error":"#N/A"},null,null,null,null,null,null,null,null,null,null,null,null,null,null,null,null,null,null,null,null,null,null,null,null,null,null,null,null,null,null,null,null,null,null,null,null,null,null,null,null,null,null,null,null,null,null,null,null,null,561,12,-5.6,-6.1,-4.4000000000000004,-8.3000000000000007,-13.3,-9.4,-6.7,-0.6,-7.8,-7.8,3]
[24.083333333333471,"2011-01-25","02:00:00",-4.4000000000000004,{"$f":"CONVERT(CHOOSE($D$9,D596,DU596), \"C\", \"F\")","v":34.880000000000003},"WEEKDAY","On","1976-01-25","02:00:00",-5,{"$f":"CONVERT(CHOOSE($D$9,J596,DV596), \"C\", \"F\")","v":24.98},null,null,"2003-01-25","02:00:00",-8,{"$f":"CONVERT(CHOOSE($D$9,P596,DW596), \"C\", \"F\")","v":21.92},null,null,"1999-01-25","02:00:00",4.4000000000000004,{"$f":"CONVERT(CHOOSE($D$9,V596,DX596), \"C\", \"F\")","v":26.060000000000002},null,null,null,null,0,{"$f":"CONVERT(CHOOSE($D$9,AB596,DY596), \"C\", \"F\")","v":14},null,null,null,null,-8,{"$f":"CONVERT(CHOOSE($D$9,AH596,DZ596), \"C\", \"F\")","v":10.940000000000001},null,null,null,null,-6.7,{"$f":"CONVERT(CHOOSE($D$9,AN596,EA596), \"C\", \"F\")","v":21.02},null,null,null,null,-3.9,{"$f":"CONVERT(CHOOSE($D$9,AT596,EB596), \"C\", \"F\")","v":41},null,null,null,null,-10.6,{"$f":"CONVERT(CHOOSE($D$9,AZ596,EC596), \"C\", \"F\")","v":48.019999999999996},null,null,null,null,-8.3000000000000007,{"$f":"CONVERT(CHOOSE($D$9,BF596,ED596), \"C\", \"F\")","v":28.04},null,null,null,null,-11,{"$f":"CONVERT(CHOOSE($D$9,BL596,EE596), \"C\", \"F\")","v":24.08},null,null,null,null,-15.6,{"$f":"CONVERT(CHOOSE($D$9,BR596,EF596), \"C\", \"F\")","v":1.0399999999999991},null,null,{"$error":"#N/A"},null,null,null,null,null,null,null,null,null,null,null,null,null,null,null,null,null,null,null,null,null,null,null,null,null,null,null,null,null,null,null,null,null,null,null,null,null,null,null,null,null,null,null,null,null,null,null,null,null,578,1.6,-3.9,-5.6,-3.3,-10,-11.7,-6.1,5,8.9,-2.2000000000000002,-4.4000000000000004,-17.2]
[25.541666666666845,"2011-01-26","13:00:00",-1.1000000000000001,32.36,"WEEKDAY","On","1976-01-26","13:00:00",10,32.54,null,null,"2003-01-26","13:00:00",-1.5,26.96,null,null,"1999-01-26","13:00:00",5,35.24,null,null,null,null,-2.8,24.08,null,null,null,null,-3,24.08,null,null,null,null,0,42.08,null,null,null,null,-5,39.019999999999996,null,null,null,null,-3.3,33.619999999999997,null,null,null,null,-3.9,38.480000000000004,null,null,null,null,-4.4000000000000004,48.2,null,null,null,null,2.8,29.66,null,null,{"$error":"#N/A"},null,null,null,null,null,null,null,null,null,null,null,null,null,null,null,null,null,null,null,null,null,null,null,null,null,null,null,null,null,null,null,null,null,null,null,null,null,null,null,null,null,null,null,null,null,null,null,null,null,613,0.2,0.3,-2.8,1.8,-4.4000000000000004,-4.4000000000000004,5.6,3.9,0.9,3.6,9,-1.3]
[27.666666666666906,"2011-01-28","16:00:00",9.4,30.02,"WEEKDAY","On","1976-01-28","16:00:00",1.1000000000000001,32.9,null,null,"2003-01-28","16:00:00",-7,30.02,null,null,"1999-01-28","16:00:00",4.4000000000000004,33.44,null,null,null,null,-5,35.6,null,null,null,null,-8,33.799999999999997,null,null,null,null,-12.8,36.5,null,null,null,null,0,33.26,null,null,null,null,-3.3,19.939999999999998,null,null,null,null,-6.1,37.94,null,null,null,null,-6.1,42.08,null,null,null,null,-16.7,36.14,null,null,{"$error":"#N/A"},null,null,null,null,null,null,null,null,null,null,null,null,null,null,null,null,null,null,null,null,null,null,null,null,null,null,null,null,null,null,null,null,null,null,null,null,null,null,null,null,null,null,null,null,null,null,null,null,null,664,-1.1000000000000001,0.5,-1.1000000000000001,0.8,2,1,2.5,0.7,-6.7,3.3,5.6,2.2999999999999998]
[28.375000000000259,"2011-01-29","09:00:00",5,30.02,"SATURDAY","On","1976-01-29","09:00:00",1.7,15.079999999999998,null,null,"2003-01-29","09:00:00",-4,12.02,null,null,"1999-01-29","09:00:00",1,17.059999999999999,null,null,null,null,-9.4,35.6,null,null,null,null,-18,36.14,null,null,null,null,-16.7,30.02,null,null,null,null,-8.3000000000000007,8.0599999999999987,null,null,null,null,-6.9,8.5999999999999979,null,null,null,null,-7.2,26.060000000000002,null,null,null,null,-8.6999999999999993,28.94,null,null,null,null,-21.1,27.32,null,null,{"$error":"#N/A"},null,null,null,null,null,null,null,null,null,null,null,null,null,null,null,null,null,null,null,null,null,null,null,null,null,null,null,null,null,null,null,null,null,null,null,null,null,null,null,null,null,null,null,null,null,null,null,null,null,681,-1.1000000000000001,-9.4,-11.1,-8.3000000000000007,2,2.2999999999999998,-1.1000000000000001,-13.3,-13,-3.3,-1.7,-2.6]
[29.958333333333638,"2011-01-30","23:00:00",8.3000000000000007,8.9599999999999973,"SUNDAY","On","1976-01-30","23:00:00",-1.7,26.060000000000002,null,null,"2003-01-30","23:00:00",-2,17.059999999999999,null,null,"1999-01-30","23:00:00",-3.9,26.96,null,null,null,null,2.8,53.6,null,null,null,null,-3,51.8,null,null,null,null,-9.4,35.06,null,null,null,null,-10,8.0599999999999987,null,null,null,null,-11.7,-3.9999999999999147E-2,null,null,null,null,-10.6,41,null,null,null,null,-12.8,39.74,null,null,null,null,-8.3000000000000007,15.440000000000001,null,null,{"$error":"#N/A"},null,null,null,null,null,null,null,null,null,null,null,null,null,null,null,null,null,null,null,null,null,null,null,null,null,null,null,null,null,null,null,null,null,null,null,null,null,null,null,null,null,null,null,null,null,null,null,null,null,719,-12.8,-3.3,-8.3000000000000007,-2.8,12,11,1.7,-13.3,-17.8,5,4.3,-9.1999999999999993]
[31.916666666667027,"2011-02-01","22:00:00",6.7,35.06,"WEEKDAY","On","1988-02-01","22:00:00",10,33.979999999999997,null,null,"2004-02-01","22:00:00",-5,30.92,null,null,"1995-02-01","22:00:00",5,19.939999999999998,null,null,null,null,-1.1000000000000001,15.98,null,null,null,null,-5.6,3.9200000000000017,null,null,null,null,-8.3000000000000007,34.159999999999997,null,null,null,null,8.3000000000000007,3.9200000000000017,null,null,null,null,-5.6,33.08,null,null,null,null,0.6,30.02,null,null,null,null,1.1000000000000001,28.94,null,null,null,null,1.7,3.9200000000000017,null,null,{"$error":"#N/A"},null,null,null,null,null,null,null,null,null,null,null,null,null,null,null,null,null,null,null,null,null,null,null,null,null,null,null,null,null,null,null,null,null,null,null,null,null,null,null,null,null,null,null,null,null,null,null,null,null,766,1.7,1.1000000000000001,-0.6,-6.7,-8.9,-15.6,1.2,-15.6,0.6,-1.1000000000000001,-1.7,-15.6]
[33.375000000000284,"2011-02-03","09:00:00",-6.7,39.56,"WEEKDAY","On","1988-02-03","09:00:00",-1.7,39.56,null,null,"2004-02-03","09:00:00",-2,39.56,null,null,"1995-02-03","09:00:00",-6.1,35.06,null,null,null,null,-4.4000000000000004,33.979999999999997,null,null,null,null,-11.7,37.04,null,null,null,null,1.1000000000000001,39.019999999999996,null,null,null,null,-10,32,null,null,null,null,0.6,40.46,null,null,null,null,-7.8,37.94,null,null,null,null,-9.4,37.4,null,null,null,null,-17.8,3.9200000000000017,null,null,{"$error":"#N/A"},null,null,null,null,null,null,null,null,null,null,null,null,null,null,null,null,null,null,null,null,null,null,null,null,null,null,null,null,null,null,null,null,null,null,null,null,null,null,null,null,null,null,null,null,null,null,null,null,null,801,4.2,4.2,4.2,1.7,1.1000000000000001,2.8,3.9,0,4.7,3.3,3,-15.6]
[34.083333333333577,"2011-02-04","02:00:00",-2.2000000000000002,48.019999999999996,"WEEKDAY","On","1988-02-04","02:00:00",1.7,48.2,null,null,"2004-02-04","02:00:00",3,46.04,null,null,"1995-02-04","02:00:00",-1.1000000000000001,34.520000000000003,null,null,null,null,-2.2000000000000002,37.4,null,null,null,null,-13.9,33.979999999999997,null,null,null,null,3.9,44.96,null,null,null,null,-2.8,36.68,null,null,null,null,0,44.96,null,null,null,null,-4.4000000000000004,35.96,null,null,null,null,-1.1000000000000001,35.06,null,null,null,null,-13.3,21.02,null,null,{"$error":"#N/A"},null,null,null,null,null,null,null,null,null,null,null,null,null,null,null,null,null,null,null,null,null,null,null,null,null,null,null,null,null,null,null,null,null,null,null,null,null,null,null,null,null,null,null,null,null,null,null,null,null,818,8.9,9,7.8,1.4,3,1.1000000000000001,7.2,2.6,7.2,2.2000000000000002,1.7,-6.1]
[36.208333333333456,"2011-02-06","05:00:00",-15,19.04,"SUNDAY","On","1988-02-06","05:00:00",-7.8,17.96,null,null,"2004-02-06","05:00:00",-3,10.940000000000001,null,null,"1995-02-06","05:00:00",-13.3,35.24,null,null,null,null,-1.1000000000000001,35.06,null,null,null,null,-13.9,32.36,null,null,null,null,-1.1000000000000001,21.02,null,null,null,null,-12.2,30.02,null,null,null,null,-3.3,26.96,null,null,null,null,-15,24.98,null,null,null,null,-15,24.08,null,null,null,null,-30.6,30.02,null,null,{"$error":"#N/A"},null,null,null,null,null,null,null,null,null,null,null,null,null,null,null,null,null,null,null,null,null,null,null,null,null,null,null,null,null,null,null,null,null,null,null,null,null,null,null,null,null,null,null,null,null,null,null,null,null,869,-7.2,-7.8,-11.7,1.8,1.7,0.2,-6.1,-1.1000000000000001,-2.8,-3.9,-4.4000000000000004,-1.1000000000000001]
[37.666666666666707,"2011-02-07","16:00:00",-3.3,35.42,"WEEKDAY","On","1988-02-07","16:00:00",-4.4000000000000004,34.880000000000003,null,null,"2004-02-07","16:00:00",3,34.520000000000003,null,null,"1995-02-07","16:00:00",-3.9,44.06,null,null,null,null,5,41,null,null,null,null,0,44.06,null,null,null,null,-3.3,42.08,null,null,null,null,-7.8,40.28,null,null,null,null,-0.6,41,null,null,null,null,-5.6,26.060000000000002,null,null,null,null,-5.6,24.98,null,null,null,null,-7.2,33.26,null,null,{"$error":"#N/A"},null,null,null,null,null,null,null,null,null,null,null,null,null,null,null,null,null,null,null,null,null,null,null,null,null,null,null,null,null,null,null,null,null,null,null,null,null,null,null,null,null,null,null,null,null,null,null,null,null,904,1.9,1.6,1.4,6.7,5,6.7,5.6,4.5999999999999996,5,-3.3,-3.9,0.7]
[38.375,"2011-02-08","09:00:00",-6.1,36.5,"WEEKDAY","On","1988-02-08","09:00:00",-0.6,37.04,null,null,"2004-02-08","09:00:00",-8,36.14,null,null,"1995-02-08","09:00:00",-4.4000000000000004,42.08,null,null,null,null,-5.6,41,null,null,null,null,-0.6,39.92,null,null,null,null,-4.4000000000000004,28.94,null,null,null,null,-5,42.08,null,null,null,null,-3.9,30.92,null,null,null,null,-9.4,17.96,null,null,null,null,-7.8,15.98,null,null,null,null,-8.9,8.5999999999999979,null,null,{"$error":"#N/A"},null,null,null,null,null,null,null,null,null,null,null,null,null,null,null,null,null,null,null,null,null,null,null,null,null,null,null,null,null,null,null,null,null,null,null,null,null,null,null,null,null,null,null,null,null,null,null,null,null,921,2.5,2.8,2.2999999999999998,5.6,5,4.4000000000000004,-1.7,5.6,-0.6,-7.8,-8.9,-13]
[39.83333333333325,"2011-02-09","20:00:00",-1.7,38.299999999999997,"WEEKDAY","On","1988-02-09","20:00:00",2.2000000000000002,37.94,null,null,"2004-02-09","20:00:00",4,36.32,null,null,"1995-02-09","20:00:00",-2.2000000000000002,30.02,null,null,null,null,2.8,28.04,null,null,null,null,4.4000000000000004,24.08,null,null,null,null,-4.4000000000000004,30.92,null,null,null,null,-1.1000000000000001,24.98,null,null,null,null,-2.2000000000000002,28.04,null,null,null,null,-3.9,34.340000000000003,null,null,null,null,-2.8,35.06,null,null,null,null,-9.4,19.04,null,null,{"$error":"#N/A"},null,null,null,null,null,null,null,null,null,null,null,null,null,null,null,null,null,null,null,null,null,null,null,null,null,null,null,null,null,null,null,null,null,null,null,null,null,null,null,null,null,null,null,null,null,null,null,null,null,956,3.5,3.3,2.4,-1.1000000000000001,-2.2000000000000002,-4.4000000000000004,-0.6,-3.9,-2.2000000000000002,1.3,1.7,-7.2]
[40.999999999999851,"2011-02-10",1,2.8,35.06,"WEEKDAY","On","1988-02-10",1,-0.6,34.700000000000003,null,null,"2004-02-10",1,3,35.06,null,null,"1995-02-10",1,1.7,32.72,null,null,null,null,2.8,33.619999999999997,null,null,null,null,3.8,28.94,null,null,null,null,-13.3,15.98,null,null,null,null,-11.1,26.060000000000002,null,null,null,null,-15.6,19.939999999999998,null,null,null,null,-10,34.159999999999997,null,null,null,null,-13.3,32.72,null,null,null,null,-22.8,8.0599999999999987,null,null,{"$error":"#N/A"},null,null,null,null,null,null,null,null,null,null,null,null,null,null,null,null,null,null,null,null,null,null,null,null,null,null,null,null,null,null,null,null,null,null,null,null,null,null,null,null,null,null,null,null,null,null,null,null,null,984,1.7,1.5,1.7,0.4,0.9,-1.7,-8.9,-3.3,-6.7,1.2,0.4,-13.3]
[42.624999999999758,"2011-02-12","15:00:00",-6.7,59,"SATURDAY","On","1988-02-12","15:00:00",3.9,57.019999999999996,null,null,"2004-02-12","15:00:00",2,55.94,null,null,"1995-02-12","15:00:00",-4.4000000000000004,28.4,null,null,null,null,-1.1000000000000001,28.94,null,null,null,null,-6.2,19.939999999999998,null,null,null,null,-4.4000000000000004,15.98,null,null,null,null,1.7,17.059999999999999,null,null,null,null,-3.3,21.92,null,null,null,null,-6.1,34.700000000000003,null,null,null,null,-3.9,37.04,null,null,null,null,-2.8,30.2,null,null,{"$error":"#N/A"},null,null,null,null,null,null,null,null,null,null,null,null,null,null,null,null,null,null,null,null,null,null,null,null,null,null,null,null,null,null,null,null,null,null,null,null,null,null,null,null,null,null,null,null,null,null,null,null,null,1023,15,13.9,13.3,-2,-1.7,-6.7,-8.9,-8.3000000000000007,-5.6,1.5,2.8,-1]
[44.083333333333009,"2011-02-14","02:00:00",-3.3,26.060000000000002,"WEEKDAY","On","1988-02-14","02:00:00",-3.9,21.92,null,null,"2004-02-14","02:00:00",1,19.04,null,null,"1995-02-14","02:00:00",-5,33.979999999999997,null,null,null,null,6.1,34.340000000000003,null,null,null,null,-10,30.92,null,null,null,null,-10,-9.0399999999999991,null,null,null,null,-8.3000000000000007,26.96,null,null,null,null,-7.2,-14.080000000000005,null,null,null,null,-7.2,14,null,null,null,null,-6.7,14,null,null,null,null,-9.4,32.36,null,null,{"$error":"#N/A"},null,null,null,null,null,null,null,null,null,null,null,null,null,null,null,null,null,null,null,null,null,null,null,null,null,null,null,null,null,null,null,null,null,null,null,null,null,null,null,null,null,null,null,null,null,null,null,null,null,1058,-3.3,-5.6,-7.2,1.1000000000000001,1.3,-0.6,-22.8,-2.8,-25.6,-10,-10,0.2]
[46.208333333332888,"2011-02-16","05:00:00",3.3,28.94,"WEEKDAY","On","1988-02-16","05:00:00",5.6,30.92,null,null,"2004-02-16","05:00:00",-12,19.04,null,null,"1995-02-16","05:00:00",2.2000000000000002,39.019999999999996,null,null,null,null,-1.7,39.019999999999996,null,null,null,null,-8.4,32,null,null,null,null,4.4000000000000004,33.08,null,null,null,null,2.2000000000000002,30.92,null,null,null,null,3.9,24.98,null,null,null,null,-4.4000000000000004,35.06,null,null,null,null,-5,35.06,null,null,null,null,-3.9,6.98,null,null,{"$error":"#N/A"},null,null,null,null,null,null,null,null,null,null,null,null,null,null,null,null,null,null,null,null,null,null,null,null,null,null,null,null,null,null,null,null,null,null,null,null,null,null,null,null,null,null,null,null,null,null,null,null,null,1109,-1.7,-0.6,-7.2,3.9,3.9,0,0.6,-0.6,-3.9,1.7,1.7,-13.9]
[46.916666666666181,"2011-02-16","22:00:00",3.9,41.54,"WEEKDAY","On","1988-02-16","22:00:00",0.6,40.82,null,null,"2004-02-16","22:00:00",-6,39.019999999999996,null,null,"1995-02-16","22:00:00",3.3,35.06,null,null,null,null,5.6,34.520000000000003,null,null,null,null,-6.2,26.96,null,null,null,null,-1.7,28.94,null,null,null,null,-4.4000000000000004,24.08,null,null,null,null,-2.8,30.02,null,null,null,null,-3.3,32,null,null,null,null,-3.9,30.92,null,null,null,null,-14.4,26.96,null,null,{"$error":"#N/A"},null,null,null,null,null,null,null,null,null,null,null,null,null,null,null,null,null,null,null,null,null,null,null,null,null,null,null,null,null,null,null,null,null,null,null,null,null,null,null,null,null,null,null,null,null,null,null,null,null,1126,5.3,4.9000000000000004,3.9,1.7,1.4,-2.8,-1.7,-4.4000000000000004,-1.1000000000000001,0,-0.6,-2.8]
[48.374999999999432,"2011-02-18","09:00:00",3.3,54.86,"WEEKDAY","On","1988-02-18","09:00:00",5.6,54.32,null,null,"2004-02-18","09:00:00",-2,51.08,null,null,"1995-02-18","09:00:00",5,37.04,null,null,null,null,-0.6,36.5,null,null,null,null,-4.5,28.94,null,null,null,null,-4.4000000000000004,12.920000000000002,null,null,null,null,1.1000000000000001,19.04,null,null,null,null,-3.9,8.9599999999999973,null,null,null,null,-1.1000000000000001,38.840000000000003,null,null,null,null,-2.2000000000000002,35.06,null,null,null,null,-0.6,46.04,null,null,{"$error":"#N/A"},null,null,null,null,null,null,null,null,null,null,null,null,null,null,null,null,null,null,null,null,null,null,null,null,null,null,null,null,null,null,null,null,null,null,null,null,null,null,null,null,null,null,null,null,null,null,null,null,null,1161,12.7,12.4,10.6,2.8,2.5,-1.7,-10.6,-7.2,-12.8,3.8,1.7,7.8]
[50.499999999999311,"2011-02-20","12:00:00",6.7,30.02,"SUNDAY","On","1988-02-20","12:00:00",9.4,28.94,null,null,"2004-02-20","12:00:00",2,26.96,null,null,"1995-02-20","12:00:00",10,28.4,null,null,null,null,1.1000000000000001,28.94,null,null,null,null,7.7,24.98,null,null,null,null,0.6,53.06,null,null,null,null,3.9,24.08,null,null,null,null,1.1000000000000001,48.019999999999996,null,null,null,null,1.7,24.08,null,null,null,null,3.9,19.939999999999998,null,null,null,null,2.8,12.2,null,null,{"$error":"#N/A"},null,null,null,null,null,null,null,null,null,null,null,null,null,null,null,null,null,null,null,null,null,null,null,null,null,null,null,null,null,null,null,null,null,null,null,null,null,null,null,null,null,null,null,null,null,null,null,null,null,1212,-1.1000000000000001,-1.7,-2.8,-2,-1.7,-3.9,11.7,-4.4000000000000004,8.9,-4.4000000000000004,-6.7,-11]
[51.74999999999924,"2011-02-21","18:00:00",5.6,46.04,"WEEKDAY","On","1988-02-21","18:00:00",-3.3,46.94,null,null,"2004-02-21","18:00:00",4,47.480000000000004,null,null,"1995-02-21","18:00:00",5,48.019999999999996,null,null,null,null,1.7,46.94,null,null,null,null,8.8000000000000007,44.96,null,null,null,null,0,39.74,null,null,null,null,-10,41,null,null,null,null,2.2000000000000002,35.96,null,null,null,null,-9.4,30.02,null,null,null,null,-10,28.94,null,null,null,null,-14.4,10.039999999999999,null,null,{"$error":"#N/A"},null,null,null,null,null,null,null,null,null,null,null,null,null,null,null,null,null,null,null,null,null,null,null,null,null,null,null,null,null,null,null,null,null,null,null,null,null,null,null,null,null,null,null,null,null,null,null,null,null,1242,7.8,8.3000000000000007,8.6,8.9,8.3000000000000007,7.2,4.3,5,2.2000000000000002,-1.1000000000000001,-1.7,-12.2]
[52.62499999999919,"2011-02-22","15:00:00",3.3,51.8,"WEEKDAY","On","1988-02-22","15:00:00",7.2,53.06,null,null,"2004-02-22","15:00:00",4,50,null,null,"1995-02-22","15:00:00",4.4000000000000004,44.96,null,null,null,null,6.7,40.46,null,null,null,null,10,42.08,null,null,null,null,-0.6,37.04,null,null,null,null,2.2000000000000002,37.04,null,null,null,null,2.2000000000000002,28.94,null,null,null,null,10.6,35.96,null,null,null,null,10.6,39.019999999999996,null,null,null,null,7.2,21.02,null,null,{"$error":"#N/A"},null,null,null,null,null,null,null,null,null,null,null,null,null,null,null,null,null,null,null,null,null,null,null,null,null,null,null,null,null,null,null,null,null,null,null,null,null,null,null,null,null,null,null,null,null,null,null,null,null,1263,11,11.7,10,7.2,4.7,5.6,2.8,2.8,-1.7,2.2000000000000002,3.9,-6.1]
[54.749999999999069,"2011-02-24","18:00:00",4.4000000000000004,32.18,"WEEKDAY","On","1988-02-24","18:00:00",1.7,32.18,null,null,"2004-02-24","18:00:00",-2,30.02,null,null,"1995-02-24","18:00:00",5.6,44.06,null,null,null,null,8.9,42.980000000000004,null,null,null,null,6.6,42.08,null,null,null,null,-8.9,44.96,null,null,null,null,-2.8,37.76,null,null,null,null,-7.2,44.42,null,null,null,null,-4.4000000000000004,41,null,null,null,null,-5,46.04,null,null,null,null,-3.9,33.979999999999997,null,null,{"$error":"#N/A"},null,null,null,null,null,null,null,null,null,null,null,null,null,null,null,null,null,null,null,null,null,null,null,null,null,null,null,null,null,null,null,null,null,null,null,null,null,null,null,null,null,null,null,null,null,null,null,null,null,1314,0.1,0.1,-1.1000000000000001,6.7,6.1,5.6,7.2,3.2,6.9,5,7.8,1.1000000000000001]
[56.20833333333232,"2011-02-26","05:00:00",-3.3,24.98,"SATURDAY","On","1988-02-26","05:00:00",-3.9,24.08,null,null,"2004-02-26","05:00:00",-4,17.96,null,null,"1995-02-26","05:00:00",-3.3,26.060000000000002,null,null,null,null,2.2000000000000002,24.98,null,null,null,null,-2.8,23,null,null,null,null,-13.9,17.96,null,null,null,null,-10.6,21.02,null,null,null,null,-9.4,19.939999999999998,null,null,null,null,-7.2,35.06,null,null,null,null,-8.9,35.42,null,null,null,null,-8.9,10.039999999999999,null,null,{"$error":"#N/A"},null,null,null,null,null,null,null,null,null,null,null,null,null,null,null,null,null,null,null,null,null,null,null,null,null,null,null,null,null,null,null,null,null,null,null,null,null,null,null,null,null,null,null,null,null,null,null,null,null,1349,-3.9,-4.4000000000000004,-7.8,-3.3,-3.9,-5,-7.8,-6.1,-6.7,1.7,1.9,-12.2]
[56.916666666665613,"2011-02-26","22:00:00",-0.6,34.159999999999997,"SATURDAY","On","1988-02-26","22:00:00",0,33.979999999999997,null,null,"2004-02-26","22:00:00",1,32.54,null,null,"1995-02-26","22:00:00",-1.1000000000000001,26.96,null,null,null,null,4.4000000000000004,24.98,null,null,null,null,-0.4,21.02,null,null,null,null,-7.2,17.96,null,null,null,null,-3.9,17.059999999999999,null,null,null,null,-8.3000000000000007,21.02,null,null,null,null,-2.2000000000000002,35.06,null,null,null,null,-3.9,39.56,null,null,null,null,-6.1,15.98,null,null,{"$error":"#N/A"},null,null,null,null,null,null,null,null,null,null,null,null,null,null,null,null,null,null,null,null,null,null,null,null,null,null,null,null,null,null,null,null,null,null,null,null,null,null,null,null,null,null,null,null,null,null,null,null,null,1366,1.2,1.1000000000000001,0.3,-2.8,-3.9,-6.1,-7.8,-8.3000000000000007,-6.1,1.7,4.2,-8.9]
[59.041666666665492,"2011-03-01","01:00:00",4,34.880000000000003,"WEEKDAY","On","1990-03-01","01:00:00",-0.8,34.520000000000003,null,null,"2000-03-01","01:00:00",3.7,37.4,null,null,"2004-03-01","01:00:00",5.6,35.78,null,null,null,null,3.5,27.86,null,null,null,null,-1.1000000000000001,23.54,null,null,null,null,-8.1999999999999993,20.84,null,null,null,null,0.8,15.079999999999998,null,null,null,null,-8,19.22,null,null,null,null,-5.6,29.84,null,null,null,null,-5.0999999999999996,22.28,null,null,null,null,1.3,20.299999999999997,null,null,{"$error":"#N/A"},null,null,null,null,null,null,null,null,null,null,null,null,null,null,null,null,null,null,null,null,null,null,null,null,null,null,null,null,null,null,null,null,null,null,null,null,null,null,null,null,null,null,null,null,null,null,null,null,null,1417,1.6,1.4,3,2.1,-2.2999999999999998,-4.7,-6.2,-9.4,-7.1,-1.2,-5.4,-6.5]
[59.083333333332156,"2011-03-01","02:00:00",3.8,34.520000000000003,"WEEKDAY","On","1990-03-01","02:00:00",-1.6,34.159999999999997,null,null,"2000-03-01","02:00:00",3.1,35.78,null,null,"2004-03-01","02:00:00",5.8,35.24,null,null,null,null,3.3,29.3,null,null,null,null,-1.7,22.46,null,null,null,null,-8.1999999999999993,22.28,null,null,null,null,2.4,15.079999999999998,null,null,null,null,-7.5,19.579999999999998,null,null,null,null,-6.3,31.46,null,null,null,null,-6,23.72,null,null,null,null,2.2999999999999998,24.8,null,null,{"$error":"#N/A"},null,null,null,null,null,null,null,null,null,null,null,null,null,null,null,null,null,null,null,null,null,null,null,null,null,null,null,null,null,null,null,null,null,null,null,null,null,null,null,null,null,null,null,null,null,null,null,null,null,1418,1.4,1.2,2.1,1.8,-1.5,-5.3,-5.4,-9.4,-6.9,-0.3,-4.5999999999999996,-4]
[60.95833333333205,"2011-03-02","23:00:00",-0.6,42.08,"WEEKDAY","On","1990-03-02","23:00:00",7.8,42.08,null,null,"2000-03-02","23:00:00",1,24.08,null,null,"2004-03-02","23:00:00",12.8,42.08,null,null,null,null,10,42.08,null,null,null,null,2,37.94,null,null,null,null,4.4000000000000004,35.24,null,null,null,null,-7.8,32.72,null,null,null,null,1.7,32,null,null,null,null,0,33.08,null,null,null,null,-3.3,33.08,null,null,null,null,-5,17.059999999999999,null,null,{"$error":"#N/A"},null,null,null,null,null,null,null,null,null,null,null,null,null,null,null,null,null,null,null,null,null,null,null,null,null,null,null,null,null,null,null,null,null,null,null,null,null,null,null,null,null,null,null,null,null,null,null,null,null,1463,5.6,5.6,-4.4000000000000004,5.6,5.6,3.3,1.8,0.4,0,0.6,0.6,-8.3000000000000007]
[62.624999999998622,"2011-03-04","15:00:00",2.8,44.06,"WEEKDAY","On","1990-03-04","15:00:00",1.1000000000000001,44.06,null,null,"2000-03-04","15:00:00",10,37.94,null,null,"2004-03-04","15:00:00",7.8,44.96,null,null,null,null,11.7,32,null,null,null,null,9.6999999999999993,39.92,null,null,null,null,-7.8,26.060000000000002,null,null,null,null,4,30.92,null,null,null,null,-5.6,30.02,null,null,null,null,-5,30.92,null,null,null,null,2.2000000000000002,32,null,null,null,null,-15,12.920000000000002,null,null,{"$error":"#N/A"},null,null,null,null,null,null,null,null,null,null,null,null,null,null,null,null,null,null,null,null,null,null,null,null,null,null,null,null,null,null,null,null,null,null,null,null,null,null,null,null,null,null,null,null,null,null,null,null,null,1503,6.7,6.7,3.3,7.2,0,4.4000000000000004,-3.3,-0.6,-1.1000000000000001,-0.6,0,-10.6]
[63.333333333331915,"2011-03-05","08:00:00",1.7,36.32,"SATURDAY","On","1990-03-05","08:00:00",-2.8,36.32,null,null,"2000-03-05","08:00:00",6,39.200000000000003,null,null,"2004-03-05","08:00:00",6.7,36.5,null,null,null,null,3.9,32.36,null,null,null,null,6,32.9,null,null,null,null,-12.8,19.04,null,null,null,null,6.7,8.9599999999999973,null,null,null,null,-10,21.02,null,null,null,null,-10,26.96,null,null,null,null,0,24.08,null,null,null,null,-6.7,1.9400000000000013,null,null,{"$error":"#N/A"},null,null,null,null,null,null,null,null,null,null,null,null,null,null,null,null,null,null,null,null,null,null,null,null,null,null,null,null,null,null,null,null,null,null,null,null,null,null,null,null,null,null,null,null,null,null,null,null,null,1520,2.4,2.4,4,2.5,0.2,0.5,-7.2,-12.8,-6.1,-2.8,-4.4000000000000004,-16.7]
[65.458333333332035,"2011-03-07","11:00:00",11.1,42.08,"WEEKDAY","On","1990-03-07","11:00:00",-5,42.08,null,null,"2000-03-07","11:00:00",12,35.06,null,null,"2004-03-07","11:00:00",7.8,42.08,null,null,null,null,13.3,53.96,null,null,null,null,9.5,38.119999999999997,null,null,null,null,-1.1000000000000001,39.380000000000003,null,null,null,null,2.8,17.96,null,null,null,null,-6.1,37.94,null,null,null,null,-6.1,36.32,null,null,null,null,-11.7,35.96,null,null,null,null,1.7,32,null,null,{"$error":"#N/A"},null,null,null,null,null,null,null,null,null,null,null,null,null,null,null,null,null,null,null,null,null,null,null,null,null,null,null,null,null,null,null,null,null,null,null,null,null,null,null,null,null,null,null,null,null,null,null,null,null,1571,5.6,5.6,1.7,5.6,12.2,3.4,4.0999999999999996,-7.8,3.3,2.4,2.2000000000000002,0]
[66.916666666665535,"2011-03-08","22:00:00",5.6,39.92,"WEEKDAY","On","1990-03-08","22:00:00",2.2000000000000002,40.28,null,null,"2000-03-08","22:00:00",6,36.14,null,null,"2004-03-08","22:00:00",1.1000000000000001,39.019999999999996,null,null,null,null,0,39.380000000000003,null,null,null,null,8,34.700000000000003,null,null,null,null,11.1,24.98,null,null,null,null,-7.8,21.92,null,null,null,null,-2.2000000000000002,26.060000000000002,null,null,null,null,0.6,30.02,null,null,null,null,-7.2,28.94,null,null,null,null,2.8,35.06,null,null,{"$error":"#N/A"},null,null,null,null,null,null,null,null,null,null,null,null,null,null,null,null,null,null,null,null,null,null,null,null,null,null,null,null,null,null,null,null,null,null,null,null,null,null,null,null,null,null,null,null,null,null,null,null,null,1606,4.4000000000000004,4.5999999999999996,2.2999999999999998,3.9,4.0999999999999996,1.5,-3.9,-5.6,-3.3,-1.1000000000000001,-1.7,1.7]
[67.624999999998948,"2011-03-09","15:00:00",1.1000000000000001,50,"WEEKDAY","On","1990-03-09","15:00:00",8.3000000000000007,51.08,null,null,"2000-03-09","15:00:00",20,39.019999999999996,null,null,"2004-03-09","15:00:00",2.8,50,null,null,null,null,5,35.06,null,null,null,null,14,46.04,null,null,null,null,14.4,33.08,null,null,null,null,0.2,39.200000000000003,null,null,null,null,7.2,34.520000000000003,null,null,null,null,6.1,36.5,null,null,null,null,-1.7,35.6,null,null,null,null,4.4000000000000004,42.980000000000004,null,null,{"$error":"#N/A"},null,null,null,null,null,null,null,null,null,null,null,null,null,null,null,null,null,null,null,null,null,null,null,null,null,null,null,null,null,null,null,null,null,null,null,null,null,null,null,null,null,null,null,null,null,null,null,null,null,1623,10,10.6,3.9,10,1.7,7.8,0.6,4,1.4,2.5,2,6.1]
[69.083333333332448,"2011-03-11","02:00:00",0.6,41,"WEEKDAY","On","1990-03-11","02:00:00",7.8,41,null,null,"2000-03-11","02:00:00",4,48.019999999999996,null,null,"2004-03-11","02:00:00",3.3,42.08,null,null,null,null,-2.8,38.299999999999997,null,null,null,null,2,35.42,null,null,null,null,-8.3000000000000007,33.08,null,null,null,null,0.4,35.96,null,null,null,null,5.6,28.94,null,null,null,null,9.4,30.02,null,null,null,null,11.1,28.94,null,null,null,null,-2.2000000000000002,48.92,null,null,{"$error":"#N/A"},null,null,null,null,null,null,null,null,null,null,null,null,null,null,null,null,null,null,null,null,null,null,null,null,null,null,null,null,null,null,null,null,null,null,null,null,null,null,null,null,null,null,null,null,null,null,null,null,null,1658,5,5,8.9,5.6,3.5,1.9,0.6,2.2000000000000002,-1.7,-1.1000000000000001,-1.7,9.4]
[71.208333333332689,"2011-03-13","05:00:00",3.3,39.019999999999996,"SUNDAY","On","1990-03-13","05:00:00",4.4000000000000004,39.019999999999996,null,null,"2000-03-13","05:00:00",-1,44.06,null,null,"2004-03-13","05:00:00",-0.6,40.64,null,null,null,null,-1.7,21.92,null,null,null,null,-4,35.42,null,null,null,null,0,14,null,null,null,null,2,23,null,null,null,null,3.9,19.04,null,null,null,null,8.9,17.059999999999999,null,null,null,null,2.2000000000000002,19.04,null,null,null,null,2.8,28.94,null,null,{"$error":"#N/A"},null,null,null,null,null,null,null,null,null,null,null,null,null,null,null,null,null,null,null,null,null,null,null,null,null,null,null,null,null,null,null,null,null,null,null,null,null,null,null,null,null,null,null,null,null,null,null,null,null,1709,3.9,3.9,6.7,4.8,-5.6,1.9,-10,-5,-7.2,-8.3000000000000007,-7.2,-1.7]
[71.999999999999446,"2011-03-13",1,9.4,39.92,"SUNDAY","On","1990-03-13",1,13.9,37.94,null,null,"2000-03-13",1,0,39.74,null,null,"2004-03-13",1,0,39.92,null,null,null,null,2.2000000000000002,35.78,null,null,null,null,-3,35.06,null,null,null,null,3.9,24.08,null,null,null,null,-1.1000000000000001,37.58,null,null,null,null,10.6,30.02,null,null,null,null,13.3,32.36,null,null,null,null,7.8,30.02,null,null,null,null,2.2000000000000002,42.08,null,null,{"$error":"#N/A"},null,null,null,null,null,null,null,null,null,null,null,null,null,null,null,null,null,null,null,null,null,null,null,null,null,null,null,null,null,null,null,null,null,null,null,null,null,null,null,null,null,null,null,null,null,null,null,null,null,1728,4.4000000000000004,3.3,4.3,4.4000000000000004,2.1,1.7,-4.4000000000000004,3.1,-1.1000000000000001,0.2,-1.1000000000000001,5.6]
[73.333333333332931,"2011-03-15","08:00:00",7.8,35.06,"WEEKDAY","On","1990-03-15","08:00:00",6.7,34.880000000000003,null,null,"2000-03-15","08:00:00",5,33.799999999999997,null,null,"2004-03-15","08:00:00",8.9,35.06,null,null,null,null,0.6,42.8,null,null,null,null,2,33.979999999999997,null,null,null,null,10.6,33.799999999999997,null,null,null,null,3.3,53.96,null,null,null,null,12.8,34.340000000000003,null,null,null,null,16.100000000000001,34.880000000000003,null,null,null,null,3.3,34.700000000000003,null,null,null,null,-6.7,36.32,null,null,{"$error":"#N/A"},null,null,null,null,null,null,null,null,null,null,null,null,null,null,null,null,null,null,null,null,null,null,null,null,null,null,null,null,null,null,null,null,null,null,null,null,null,null,null,null,null,null,null,null,null,null,null,null,null,1760,1.7,1.6,1,1.7,6,1.1000000000000001,1,12.2,1.3,1.6,1.5,2.4]
[75.458333333333172,"2011-03-17","11:00:00",8.9,51.980000000000004,"WEEKDAY","On","1990-03-17","11:00:00",18.3,48.379999999999995,null,null,"2000-03-17","11:00:00",-1,53.96,null,null,"2004-03-17","11:00:00",-1.1000000000000001,50,null,null,null,null,10,51.980000000000004,null,null,null,null,-2,46.04,null,null,null,null,-0.6,51.08,null,null,null,null,-5.4,30.92,null,null,null,null,10,60.980000000000004,null,null,null,null,11.1,62.96,null,null,null,null,4.4000000000000004,62.96,null,null,null,null,-7.8,42.980000000000004,null,null,{"$error":"#N/A"},null,null,null,null,null,null,null,null,null,null,null,null,null,null,null,null,null,null,null,null,null,null,null,null,null,null,null,null,null,null,null,null,null,null,null,null,null,null,null,null,null,null,null,null,null,null,null,null,null,1811,11.1,9.1,12.2,10,11.1,7.8,10.6,-0.6,16.100000000000001,17.2,17.2,6.1]
[76.166666666666586,"2011-03-18","04:00:00",5.6,46.94,"WEEKDAY","On","1990-03-18","04:00:00",11.1,46.94,null,null,"2000-03-18","04:00:00",-6.6,51.08,null,null,"2004-03-18","04:00:00",-1.7,46.04,null,null,null,null,5.6,50,null,null,null,null,-8,44.96,null,null,null,null,-2.2000000000000002,44.06,null,null,null,null,-11.7,26.96,null,null,null,null,3.3,46.76,null,null,null,null,2.8,46.94,null,null,null,null,-2.2000000000000002,44.96,null,null,null,null,-14.4,37.76,null,null,{"$error":"#N/A"},null,null,null,null,null,null,null,null,null,null,null,null,null,null,null,null,null,null,null,null,null,null,null,null,null,null,null,null,null,null,null,null,null,null,null,null,null,null,null,null,null,null,null,null,null,null,null,null,null,1828,8.3000000000000007,8.3000000000000007,10.6,7.8,10,7.2,6.7,-2.8,8.1999999999999993,8.3000000000000007,7.2,3.2]
[77.625000000000085,"2011-03-19","15:00:00",10,37.94,"SATURDAY","On","1990-03-19","15:00:00",11.1,37.04,null,null,"2000-03-19","15:00:00",5,46.94,null,null,"2004-03-19","15:00:00",4.4000000000000004,39.019999999999996,null,null,null,null,11.1,55.400000000000006,null,null,null,null,8,37.04,null,null,null,null,0.6,57.92,null,null,null,null,12,42.980000000000004,null,null,null,null,6.1,57.92,null,null,null,null,2.8,60.08,null,null,null,null,13.3,56.480000000000004,null,null,null,null,6.1,36.14,null,null,{"$error":"#N/A"},null,null,null,null,null,null,null,null,null,null,null,null,null,null,null,null,null,null,null,null,null,null,null,null,null,null,null,null,null,null,null,null,null,null,null,null,null,null,null,null,null,null,null,null,null,null,null,null,null,1863,3.3,2.8,8.3000000000000007,3.9,13,2.8,14.4,6.1,14.4,15.6,13.6,2.2999999999999998]
[79.750000000000327,"2011-03-21","18:00:00",14.4,60.08,"WEEKDAY","On","1990-03-21","18:00:00",10.6,60.08,null,null,"2000-03-21","18:00:00",6,39.019999999999996,null,null,"2004-03-21","18:00:00",5.6,53.78,null,null,null,null,5.6,57.019999999999996,null,null,null,null,7,57.019999999999996,null,null,null,null,-2.2000000000000002,49.82,null,null,null,null,7.8,42.08,null,null,null,null,5.6,46.04,null,null,null,null,3.3,48.019999999999996,null,null,null,null,-5.6,46.94,null,null,null,null,-3.9,32.9,null,null,{"$error":"#N/A"},null,null,null,null,null,null,null,null,null,null,null,null,null,null,null,null,null,null,null,null,null,null,null,null,null,null,null,null,null,null,null,null,null,null,null,null,null,null,null,null,null,null,null,null,null,null,null,null,null,1914,15.6,15.6,3.9,12.1,13.9,13.9,9.9,5.6,7.8,8.9,8.3000000000000007,0.5]
[81.208333333333826,"2011-03-23","05:00:00",6.7,46.94,"WEEKDAY","On","1990-03-23","05:00:00",8.9,48.019999999999996,null,null,"2000-03-23","05:00:00",1,35.24,null,null,"2004-03-23","05:00:00",-5,44.06,null,null,null,null,3.9,40.1,null,null,null,null,-2,46.04,null,null,null,null,-8.3000000000000007,28.04,null,null,null,null,-8.6999999999999993,30.02,null,null,null,null,4.4000000000000004,28.04,null,null,null,null,5,38.299999999999997,null,null,null,null,2.8,34.520000000000003,null,null,null,null,-8.9,19.04,null,null,{"$error":"#N/A"},null,null,null,null,null,null,null,null,null,null,null,null,null,null,null,null,null,null,null,null,null,null,null,null,null,null,null,null,null,null,null,null,null,null,null,null,null,null,null,null,null,null,null,null,null,null,null,null,null,1949,8.3000000000000007,8.9,1.8,6.7,4.5,7.8,-2.2000000000000002,-1.1000000000000001,-2.2000000000000002,3.5,1.4,-7.2]
[82.750000000000668,"2011-03-24","18:00:00",6.1,{"$f":"CONVERT(CHOOSE($D$9,D2004,DU2004), \"C\", \"F\")","v":53.06},"WEEKDAY","On","1990-03-24","18:00:00",2.8,{"$f":"CONVERT(CHOOSE($D$9,J2004,DV2004), \"C\", \"F\")","v":53.06},null,null,"2000-03-24","18:00:00",18,{"$f":"CONVERT(CHOOSE($D$9,P2004,DW2004), \"C\", \"F\")","v":39.92},null,null,"2004-03-24","18:00:00",6.1,{"$f":"CONVERT(CHOOSE($D$9,V2004,DX2004), \"C\", \"F\")","v":46.04},null,null,null,null,6.1,{"$f":"CONVERT(CHOOSE($D$9,AB2004,DY2004), \"C\", \"F\")","v":44.96},null,null,null,null,17,{"$f":"CONVERT(CHOOSE($D$9,AH2004,DZ2004), \"C\", \"F\")","v":48.019999999999996},null,null,null,null,0.6,{"$f":"CONVERT(CHOOSE($D$9,AN2004,EA2004), \"C\", \"F\")","v":46.94},null,null,null,null,17.100000000000001,{"$f":"CONVERT(CHOOSE($D$9,AT2004,EB2004), \"C\", \"F\")","v":51.08},null,null,null,null,-1.7,{"$f":"CONVERT(CHOOSE($D$9,AZ2004,EC2004), \"C\", \"F\")","v":48.019999999999996},null,null,null,null,-1.7,{"$f":"CONVERT(CHOOSE($D$9,BF2004,ED2004), \"C\", \"F\")","v":51.980000000000004},null,null,null,null,1.1000000000000001,{"$f":"CONVERT(CHOOSE($D$9,BL2004,EE2004), \"C\", \"F\")","v":51.08},null,null,null,null,1.1000000000000001,{"$f":"CONVERT(CHOOSE($D$9,BR2004,EF2004), \"C\", \"F\")","v":35.06},null,null,{"$error":"#N/A"},null,null,null,null,null,null,null,null,null,null,null,null,null,null,null,null,null,null,null,null,null,null,null,null,null,null,null,null,null,null,null,null,null,null,null,null,null,null,null,null,null,null,null,null,null,null,null,null,null,1986,11.7,11.7,4.4000000000000004,7.8,7.2,8.9,8.3000000000000007,10.6,8.9,11.1,10.6,1.7]
[84.00000000000081,"2011-03-25",1,7.2,42.980000000000004,"WEEKDAY","On","1990-03-25",1,6.1,44.06,null,null,"2000-03-25",1,9,28.04,null,null,"2004-03-25",1,7.2,44.06,null,null,null,null,4.4000000000000004,51.08,null,null,null,null,12,39.200000000000003,null,null,null,null,-3.3,40.1,null,null,null,null,5.8,28.94,null,null,null,null,-0.6,37.94,null,null,null,null,1.7,39.019999999999996,null,null,null,null,15,39.019999999999996,null,null,null,null,-4.4000000000000004,34.520000000000003,null,null,{"$error":"#N/A"},null,null,null,null,null,null,null,null,null,null,null,null,null,null,null,null,null,null,null,null,null,null,null,null,null,null,null,null,null,null,null,null,null,null,null,null,null,null,null,null,null,null,null,null,null,null,null,null,null,2016,6.1,6.7,-2.2000000000000002,6.7,10.6,4,4.5,-1.7,3.3,3.9,3.9,1.4]
[{"$f":"A2068+1/24","v":85.458333333334309},"2011-03-27","11:00:00",8.3000000000000007,51.980000000000004,"SUNDAY","On","1990-03-27","11:00:00",1.1000000000000001,57.92,null,null,"2000-03-27","11:00:00",11,35.96,null,null,"2004-03-27","11:00:00",13.9,55.040000000000006,null,null,null,null,8.9,42.8,null,null,null,null,13,55.94,null,null,null,null,-1.1000000000000001,28.04,null,null,null,null,17.2,37.94,null,null,null,null,-2.8,30.02,null,null,null,null,-2.2000000000000002,28.04,null,null,null,null,5,26.96,null,null,null,null,16.7,35.96,null,null,{"$error":"#N/A"},null,null,null,null,null,null,null,null,null,null,null,null,null,null,null,null,null,null,null,null,null,null,null,null,null,null,null,null,null,null,null,null,null,null,null,null,null,null,null,null,null,null,null,null,null,null,null,null,null,2051,11.1,14.4,2.2000000000000002,12.8,6,13.3,-2.2000000000000002,3.3,-1.1000000000000001,-2.2000000000000002,-2.8,2.2000000000000002]
[86.166666666667723,"2011-03-28","04:00:00",5.6,44.06,"WEEKDAY","On","1990-03-28","04:00:00",0.6,44.06,null,null,"2000-03-28","04:00:00",11.4,24.98,null,null,"2004-03-28","04:00:00",10,42.980000000000004,null,null,null,null,10.6,24.08,null,null,null,null,10,39.019999999999996,null,null,null,null,-3.9,12.02,null,null,null,null,7.8,33.26,null,null,null,null,-5,17.059999999999999,null,null,null,null,-3.3,19.04,null,null,null,null,1.7,19.04,null,null,null,null,10,24.08,null,null,{"$error":"#N/A"},null,null,null,null,null,null,null,null,null,null,null,null,null,null,null,null,null,null,null,null,null,null,null,null,null,null,null,null,null,null,null,null,null,null,null,null,null,null,null,null,null,null,null,null,null,null,null,null,null,2068,6.7,6.7,-3.9,6.1,-4.4000000000000004,3.9,-11.1,0.7,-8.3000000000000007,-7.2,-7.2,-4.4000000000000004]
[87.625000000001222,"2011-03-29","15:00:00",12.8,53.06,"WEEKDAY","On","1990-03-29","15:00:00",7.8,53.06,null,null,"2000-03-29","15:00:00",10,46.04,null,null,"2004-03-29","15:00:00",7.2,48.92,null,null,null,null,10,37.94,null,null,null,null,9,53.06,null,null,null,null,14.4,28.04,null,null,null,null,11.8,48.2,null,null,null,null,8.3000000000000007,28.94,null,null,null,null,10,33.979999999999997,null,null,null,null,24.4,32,null,null,null,null,9.4,48.92,null,null,{"$error":"#N/A"},null,null,null,null,null,null,null,null,null,null,null,null,null,null,null,null,null,null,null,null,null,null,null,null,null,null,null,null,null,null,null,null,null,null,null,null,null,null,null,null,null,null,null,null,null,null,null,null,null,2103,11.7,11.7,7.8,9.4,3.3,11.7,-2.2000000000000002,9,-1.7,1.1000000000000001,0,9.4]
[89.750000000001464,"2011-03-31","18:00:00",10,51.08,"WEEKDAY","On","1990-03-31","18:00:00",8.3000000000000007,50,null,null,"2000-03-31","18:00:00",11,37.94,null,null,"2004-03-31","18:00:00",7.8,48.019999999999996,null,null,null,null,5,55.94,null,null,null,null,9,43.34,null,null,null,null,11.1,53.96,null,null,null,null,9.6,39.92,null,null,null,null,9.4,59,null,null,null,null,8.3000000000000007,44.06,null,null,null,null,11.7,50,null,null,null,null,0.6,50,null,null,{"$error":"#N/A"},null,null,null,null,null,null,null,null,null,null,null,null,null,null,null,null,null,null,null,null,null,null,null,null,null,null,null,null,null,null,null,null,null,null,null,null,null,null,null,null,null,null,null,null,null,null,null,null,null,2154,10.6,10,3.3,8.9,13.3,6.3,12.2,4.4000000000000004,15,6.7,10,10]
[90.458333333334878,"2011-04-01","11:00:00",11.7,39.019999999999996,"WEEKDAY","On","1990-04-01","11:00:00",6.7,41,null,null,"1991-04-01","11:00:00",5.6,39.92,null,null,"1991-04-01","11:00:00",5,42.08,null,null,null,null,6.7,55.400000000000006,null,null,null,null,4.4000000000000004,39.74,null,null,null,null,6.7,36.32,null,null,null,null,10,39.92,null,null,null,null,3.3,35.96,null,null,null,null,9.4,46.94,null,null,null,null,4.4000000000000004,35.6,null,null,null,null,4.4000000000000004,37.22,null,null,{"$error":"#N/A"},null,null,null,null,null,null,null,null,null,null,null,null,null,null,null,null,null,null,null,null,null,null,null,null,null,null,null,null,null,null,null,null,null,null,null,null,null,null,null,null,null,null,null,null,null,null,null,null,null,2171,3.9,5,4.4000000000000004,5.6,13,4.3,2.4,4.4000000000000004,2.2000000000000002,8.3000000000000007,2,2.9]
[92.125000000001734,"2011-04-03","03:00:00",5,60.08,"SUNDAY","On","1990-04-03","03:00:00",5.6,55.040000000000006,null,null,"1991-04-03","03:00:00",1.1000000000000001,53.06,null,null,"1991-04-03","03:00:00",3.3,53.78,null,null,null,null,0,53.06,null,null,null,null,-3.8,59,null,null,null,null,1.7,51.08,null,null,null,null,5,55.94,null,null,null,null,-2.2000000000000002,28.4,null,null,null,null,-1.7,28.04,null,null,null,null,8.3000000000000007,28.94,null,null,null,null,0,26.96,null,null,{"$error":"#N/A"},null,null,null,null,null,null,null,null,null,null,null,null,null,null,null,null,null,null,null,null,null,null,null,null,null,null,null,null,null,null,null,null,null,null,null,null,null,null,null,null,null,null,null,null,null,null,null,null,null,2211,15.6,12.8,11.7,12.1,11.7,15,10.6,13.3,-2,-2.2000000000000002,-1.7,-2.8]
[94.000000000001947,"2011-04-04",1,8.9,40.82,"WEEKDAY","On","1990-04-04",1,7.2,42.980000000000004,null,null,"1991-04-04",1,7.8,37.94,null,null,"1991-04-04",1,7.2,40.64,null,null,null,null,7.2,36.14,null,null,null,null,5,34.700000000000003,null,null,null,null,1.7,33.08,null,null,null,null,-1.1000000000000001,32.72,null,null,null,null,5.6,39.380000000000003,null,null,null,null,1.1000000000000001,39.380000000000003,null,null,null,null,-1.1000000000000001,37.94,null,null,null,null,5,36.14,null,null,{"$error":"#N/A"},null,null,null,null,null,null,null,null,null,null,null,null,null,null,null,null,null,null,null,null,null,null,null,null,null,null,null,null,null,null,null,null,null,null,null,null,null,null,null,null,null,null,null,null,null,null,null,null,null,2256,4.9000000000000004,6.1,3.3,4.8,2.2999999999999998,1.5,0.6,0.4,4.0999999999999996,4.0999999999999996,3.3,2.2999999999999998]
[94.708333333335361,"2011-04-05","17:00:00",11.7,54.68,"WEEKDAY","On","1990-04-05","17:00:00",13.9,59,null,null,"1991-04-05","17:00:00",13.3,53.96,null,null,"1991-04-05","17:00:00",11.1,54.14,null,null,null,null,11.1,44.42,null,null,null,null,14.4,44.42,null,null,null,null,10,38.480000000000004,null,null,null,null,17.2,39.92,null,null,null,null,21.7,42.08,null,null,null,null,6.1,35.96,null,null,null,null,1.7,39.019999999999996,null,null,null,null,5.6,41.54,null,null,{"$error":"#N/A"},null,null,null,null,null,null,null,null,null,null,null,null,null,null,null,null,null,null,null,null,null,null,null,null,null,null,null,null,null,null,null,null,null,null,null,null,null,null,null,null,null,null,null,null,null,null,null,null,null,2273,12.6,15,12.2,12.3,6.9,6.9,3.6,4.4000000000000004,5.6,2.2000000000000002,3.9,5.3]
[96.16666666666886,"2011-04-07","04:00:00",12.8,53.06,"WEEKDAY","On","1990-04-07","04:00:00",1.1000000000000001,51.620000000000005,null,null,"1991-04-07","04:00:00",16.600000000000001,48.92,null,null,"1991-04-07","04:00:00",13.3,48.019999999999996,null,null,null,null,13.3,33.619999999999997,null,null,null,null,12.2,48.92,null,null,null,null,5,44.06,null,null,null,null,0.6,39.019999999999996,null,null,null,null,3.3,44.96,null,null,null,null,6.1,37.76,null,null,null,null,-4.4000000000000004,50,null,null,null,null,3.9,37.22,null,null,{"$error":"#N/A"},null,null,null,null,null,null,null,null,null,null,null,null,null,null,null,null,null,null,null,null,null,null,null,null,null,null,null,null,null,null,null,null,null,null,null,null,null,null,null,null,null,null,null,null,null,null,null,null,null,2308,11.7,10.9,9.4,8.9,0.9,9.4,6.7,3.9,7.2,3.2,10,2.9]
[98.291666666669101,"2011-04-09","07:00:00",6.1,37.4,"SATURDAY","On","1990-04-09","07:00:00",7.8,37.04,null,null,"1991-04-09","07:00:00",18.899999999999999,35.96,null,null,"1991-04-09","07:00:00",12.8,37.94,null,null,null,null,15,46.04,null,null,null,null,16.7,35.24,null,null,null,null,10.6,35.78,null,null,null,null,1.7,34.340000000000003,null,null,null,null,-2.2000000000000002,48.2,null,null,null,null,11.7,33.44,null,null,null,null,16.100000000000001,46.4,null,null,null,null,-3.9,37.4,null,null,{"$error":"#N/A"},null,null,null,null,null,null,null,null,null,null,null,null,null,null,null,null,null,null,null,null,null,null,null,null,null,null,null,null,null,null,null,null,null,null,null,null,null,null,null,null,null,null,null,null,null,null,null,null,null,2359,3,2.8,2.2000000000000002,3.3,7.8,1.8,2.1,1.3,9,0.8,8,3]
[99.750000000002601,"2011-04-10","18:00:00",13.9,55.400000000000006,"SUNDAY","On","1990-04-10","18:00:00",14.4,55.94,null,null,"1991-04-10","18:00:00",18.3,53.06,null,null,"1991-04-10","18:00:00",19.399999999999999,50,null,null,null,null,19.399999999999999,37.94,null,null,null,null,17.2,51.980000000000004,null,null,null,null,9.4,53.06,null,null,null,null,10,51.980000000000004,null,null,null,null,6.1,48.019999999999996,null,null,null,null,2.8,66.02,null,null,null,null,8.9,38.299999999999997,null,null,null,null,3.9,43.879999999999995,null,null,{"$error":"#N/A"},null,null,null,null,null,null,null,null,null,null,null,null,null,null,null,null,null,null,null,null,null,null,null,null,null,null,null,null,null,null,null,null,null,null,null,null,null,null,null,null,null,null,null,null,null,null,null,null,null,2394,13,13.3,11.7,10,3.3,11.1,11.7,11.1,8.9,18.899999999999999,3.5,6.6]
[100.45833333333601,"2011-04-11","11:00:00",13.3,55.040000000000006,"WEEKDAY","On","1990-04-11","11:00:00",12.2,53.96,null,null,"1991-04-11","11:00:00",9.4,51.980000000000004,null,null,"1991-04-11","11:00:00",11.7,59,null,null,null,null,11.1,38.119999999999997,null,null,null,null,10,51.980000000000004,null,null,null,null,8.3000000000000007,41.9,null,null,null,null,10,46.04,null,null,null,null,7.2,37.04,null,null,null,null,6.1,51.8,null,null,null,null,16.7,33.799999999999997,null,null,null,null,7.2,33.08,null,null,{"$error":"#N/A"},null,null,null,null,null,null,null,null,null,null,null,null,null,null,null,null,null,null,null,null,null,null,null,null,null,null,null,null,null,null,null,null,null,null,null,null,null,null,null,null,null,null,null,null,null,null,null,null,null,2411,12.8,12.2,11.1,15,3.4,11.1,5.5,7.8,2.8,11,1,0.6]
[102.58333333333626,"2011-04-13","14:00:00",7.8,62.96,"WEEKDAY","On","1990-04-13","14:00:00",10,64.94,null,null,"1991-04-13","14:00:00",7.8,64.94,null,null,"1991-04-13","14:00:00",6.7,60.08,null,null,null,null,9.4,48.019999999999996,null,null,null,null,8.9,71.06,null,null,null,null,10,71.06,null,null,null,null,8.3000000000000007,71.06,null,null,null,null,9.4,48.019999999999996,null,null,null,null,6.1,73.94,null,null,null,null,13.9,44.06,null,null,null,null,3.3,44.96,null,null,{"$error":"#N/A"},null,null,null,null,null,null,null,null,null,null,null,null,null,null,null,null,null,null,null,null,null,null,null,null,null,null,null,null,null,null,null,null,null,null,null,null,null,null,null,null,null,null,null,null,null,null,null,null,null,2462,17.2,18.3,18.3,15.6,8.9,21.7,21.7,21.7,8.9,23.3,6.7,7.2]
[103.16666666666966,"2011-04-14","04:00:00",12.8,60.08,"WEEKDAY","On","1990-04-14","04:00:00",5,60.980000000000004,null,null,"1991-04-14","04:00:00",3.3,55.94,null,null,"1991-04-14","04:00:00",4.4000000000000004,51.980000000000004,null,null,null,null,4.4000000000000004,41.9,null,null,null,null,2.8,54.86,null,null,null,null,2.2000000000000002,49.82,null,null,null,null,6.1,51.08,null,null,null,null,5.6,37.4,null,null,null,null,2.8,69.080000000000013,null,null,null,null,9.4,37.94,null,null,null,null,0.6,37.4,null,null,{"$error":"#N/A"},null,null,null,null,null,null,null,null,null,null,null,null,null,null,null,null,null,null,null,null,null,null,null,null,null,null,null,null,null,null,null,null,null,null,null,null,null,null,null,null,null,null,null,null,null,null,null,null,null,2476,15.6,16.100000000000001,13.3,11.1,5.5,12.7,9.9,10.6,3,20.6,3.3,3]
[104.7083333333365,"2011-04-15","17:00:00",20.6,69.98,"WEEKDAY","On","1990-04-15","17:00:00",15.6,69.98,null,null,"1991-04-15","17:00:00",7.8,66.92,null,null,"1991-04-15","17:00:00",9.4,71.06,null,null,null,null,9.4,50,null,null,null,null,8.9,66.92,null,null,null,null,7.8,55.94,null,null,null,null,27.2,64.94,null,null,null,null,18.899999999999999,68,null,null,null,null,3.3,30.02,null,null,null,null,21.7,64.039999999999992,null,null,null,null,23.9,57.92,null,null,{"$error":"#N/A"},null,null,null,null,null,null,null,null,null,null,null,null,null,null,null,null,null,null,null,null,null,null,null,null,null,null,null,null,null,null,null,null,null,null,null,null,null,null,null,null,null,null,null,null,null,null,null,null,null,2513,21.1,21.1,19.399999999999999,21.7,10,19.399999999999999,13.3,18.3,20,-1.1000000000000001,17.8,14.4]
[106.83333333333674,"2011-04-17","20:00:00",15.6,69.98,"SUNDAY","On","1990-04-17","20:00:00",8.3000000000000007,68,null,null,"1991-04-17","20:00:00",7.2,60.08,null,null,"1991-04-17","20:00:00",8.9,57.92,null,null,null,null,7.2,46.04,null,null,null,null,10,60.980000000000004,null,null,null,null,3.9,55.94,null,null,null,null,7.2,57.92,null,null,null,null,1.1000000000000001,48.92,null,null,null,null,3.9,57.019999999999996,null,null,null,null,22.8,48.92,null,null,null,null,1.1000000000000001,48.379999999999995,null,null,{"$error":"#N/A"},null,null,null,null,null,null,null,null,null,null,null,null,null,null,null,null,null,null,null,null,null,null,null,null,null,null,null,null,null,null,null,null,null,null,null,null,null,null,null,null,null,null,null,null,null,null,null,null,null,2564,21.1,20,15.6,14.4,7.8,16.100000000000001,13.3,14.4,9.4,13.9,9.4,9.1]
[108.29166666667024,"2011-04-19","07:00:00",13.3,51.980000000000004,"WEEKDAY","On","1990-04-19","07:00:00",8.9,53.96,null,null,"1991-04-19","07:00:00",4.4000000000000004,51.08,null,null,"1991-04-19","07:00:00",5,53.06,null,null,null,null,4.4000000000000004,46.58,null,null,null,null,-0.5,48.019999999999996,null,null,null,null,3.9,38.659999999999997,null,null,null,null,11.1,41.36,null,null,null,null,5.6,66.92,null,null,null,null,3.9,34.700000000000003,null,null,null,null,21.7,66.92,null,null,null,null,2.8,66.02,null,null,{"$error":"#N/A"},null,null,null,null,null,null,null,null,null,null,null,null,null,null,null,null,null,null,null,null,null,null,null,null,null,null,null,null,null,null,null,null,null,null,null,null,null,null,null,null,null,null,null,null,null,null,null,null,null,2599,11.1,12.2,10.6,11.7,8.1,8.9,3.7,5.2,19.399999999999999,1.5,19.399999999999999,18.899999999999999]
[109.00000000000365,"2011-04-19",1,16.100000000000001,46.94,"WEEKDAY","On","1990-04-19",1,8.9,48.019999999999996,null,null,"1991-04-19",1,3.3,44.06,null,null,"1991-04-19",1,6.1,46.94,null,null,null,null,5,48.92,null,null,null,null,3.9,48.019999999999996,null,null,null,null,11.7,46.94,null,null,null,null,9.4,50,null,null,null,null,8.3000000000000007,42.980000000000004,null,null,null,null,12.2,37.94,null,null,null,null,10,42.08,null,null,null,null,4.4000000000000004,42.980000000000004,null,null,{"$error":"#N/A"},null,null,null,null,null,null,null,null,null,null,null,null,null,null,null,null,null,null,null,null,null,null,null,null,null,null,null,null,null,null,null,null,null,null,null,null,null,null,null,null,null,null,null,null,null,null,null,null,null,2616,8.3000000000000007,8.9,6.7,8.3000000000000007,9.4,8.9,8.3000000000000007,10,6.1,3.3,5.6,6.1]
[110.45833333333715,"2011-04-21","11:00:00",13.9,57.92,"WEEKDAY","On","1990-04-21","11:00:00",13.9,60.980000000000004,null,null,"1991-04-21","11:00:00",6.7,59,null,null,"1991-04-21","11:00:00",6.7,62.06,null,null,null,null,7.2,52.7,null,null,null,null,6.1,60.980000000000004,null,null,null,null,13.9,51.980000000000004,null,null,null,null,9.4,51.08,null,null,null,null,20.6,37.04,null,null,null,null,13.9,64.039999999999992,null,null,null,null,3.3,37.04,null,null,null,null,18.3,38.480000000000004,null,null,{"$error":"#N/A"},null,null,null,null,null,null,null,null,null,null,null,null,null,null,null,null,null,null,null,null,null,null,null,null,null,null,null,null,null,null,null,null,null,null,null,null,null,null,null,null,null,null,null,null,null,null,null,null,null,2651,14.4,16.100000000000001,15,16.7,11.5,16.100000000000001,11.1,10.6,2.8,17.8,2.8,3.6]
[112.58333333333739,"2011-04-23","14:00:00",15.6,48.92,"SATURDAY","On","1990-04-23","14:00:00",23.9,50,null,null,"1991-04-23","14:00:00",18.899999999999999,46.04,null,null,"1991-04-23","14:00:00",14.4,51.08,null,null,null,null,16.7,60.980000000000004,null,null,null,null,18.899999999999999,46.04,null,null,null,null,18.3,37.22,null,null,null,null,15,42.08,null,null,null,null,28.3,59,null,null,null,null,15.6,42.08,null,null,null,null,8.9,59,null,null,null,null,18.899999999999999,59,null,null,{"$error":"#N/A"},null,null,null,null,null,null,null,null,null,null,null,null,null,null,null,null,null,null,null,null,null,null,null,null,null,null,null,null,null,null,null,null,null,null,null,null,null,null,null,null,null,null,null,null,null,null,null,null,null,2702,9.4,10,7.8,10.6,16.100000000000001,7.8,2.9,5.6,15,5.6,15,15]
[113.75000000000419,"2011-04-24","18:00:00",25.6,46.04,"SUNDAY","On","1990-04-24","18:00:00",12.8,46.04,null,null,"1991-04-24","18:00:00",10.6,44.96,null,null,"1991-04-24","18:00:00",10.6,46.94,null,null,null,null,12.8,62.06,null,null,null,null,11.7,41,null,null,null,null,18.3,36.32,null,null,null,null,24.4,39.019999999999996,null,null,null,null,18.3,60.980000000000004,null,null,null,null,11.7,51.980000000000004,null,null,null,null,12.8,53.6,null,null,null,null,18.3,64.039999999999992,null,null,{"$error":"#N/A"},null,null,null,null,null,null,null,null,null,null,null,null,null,null,null,null,null,null,null,null,null,null,null,null,null,null,null,null,null,null,null,null,null,null,null,null,null,null,null,null,null,null,null,null,null,null,null,null,null,2730,7.8,7.8,7.2,8.3000000000000007,16.7,5,2.4,3.9,16.100000000000001,11.1,12,17.8]
[114.70833333333763,"2011-04-25","17:00:00",11.1,59,{"$f":"IF(WEEKDAY(B2771)=1,\"SUNDAY\",IF(WEEKDAY(B2771)=7,\"SATURDAY\",\"WEEKDAY\"))","v":"WEEKDAY"},{"$f":"IFERROR(IF(F2771=\"WEEKDAY\",VLOOKUP(C2771,$DE$19:$DH$42,2),IF(F2771=\"SATURDAY\",VLOOKUP(C2771,$DE$19:$DH$42,3),VLOOKUP(C2771,$DE$19:$DH$42,4))),\"On\")","v":"On"},"1990-04-25","17:00:00",16.7,60.08,null,null,"1991-04-25","17:00:00",21.1,57.019999999999996,null,null,"1991-04-25","17:00:00",18.899999999999999,55.94,null,null,null,null,21.1,57.92,null,null,null,null,20.6,59,null,null,null,null,10.6,46.94,null,null,null,null,16.100000000000001,55.040000000000006,null,null,null,null,16.100000000000001,55.040000000000006,null,null,null,null,10,62.06,null,null,null,null,6.7,51.8,null,null,null,null,15.6,53.06,null,null,{"$f":"$BV$12-($BV$13/2)*COS((A2771-$BV$14)*(2*PI()/365))","v":{"$error":"#N/A"}},null,null,null,null,null,null,null,null,null,null,null,null,null,null,null,null,null,null,null,null,null,null,null,null,null,null,null,null,null,null,null,null,null,null,null,null,null,null,null,null,null,null,null,null,null,null,null,null,null,2753,15,15.6,13.9,13.3,14.4,15,8.3000000000000007,12.8,12.8,16.7,11,11.7]
[116.83333333333788,"2011-04-27","20:00:00",21.7,57.019999999999996,"WEEKDAY","On","1990-04-27","20:00:00",27.2,57.019999999999996,null,null,"1991-04-27","20:00:00",16.7,53.96,null,null,"1991-04-27","20:00:00",14.4,59,null,null,null,null,14.4,44.96,null,null,null,null,18.899999999999999,53.96,null,null,null,null,8.3000000000000007,42.08,null,null,null,null,23.3,51.08,null,null,null,null,7.2,62.06,null,null,null,null,8.9,50,null,null,null,null,7.2,60.08,null,null,null,null,8.3000000000000007,54.14,null,null,{"$error":"#N/A"},null,null,null,null,null,null,null,null,null,null,null,null,null,null,null,null,null,null,null,null,null,null,null,null,null,null,null,null,null,null,null,null,null,null,null,null,null,null,null,null,null,null,null,null,null,null,null,null,null,2804,13.9,13.9,12.2,15,7.2,12.2,5.6,10.6,16.7,10,15.6,12.3]
[118.29166666667138,"2011-04-29","07:00:00",9.4,57.92,"WEEKDAY","On","1990-04-29","07:00:00",11.1,57.92,null,null,"1991-04-29","07:00:00",9.4,55.94,null,null,"1991-04-29","07:00:00",10.6,53.78,null,null,null,null,8.9,47.120000000000005,null,null,null,null,11.1,51.980000000000004,null,null,null,null,6.7,46.94,null,null,null,null,6.7,50,null,null,null,null,5.6,51.980000000000004,null,null,null,null,7.2,53.06,null,null,null,null,1.7,50.18,null,null,null,null,6.1,55.040000000000006,null,null,{"$error":"#N/A"},null,null,null,null,null,null,null,null,null,null,null,null,null,null,null,null,null,null,null,null,null,null,null,null,null,null,null,null,null,null,null,null,null,null,null,null,null,null,null,null,null,null,null,null,null,null,null,null,null,2839,14.4,14.4,13.3,12.1,8.4,11.1,8.3000000000000007,10,11.1,11.7,10.1,12.8]
[119.00000000000479,"2011-04-29",1,12.8,48.019999999999996,"WEEKDAY","On","1990-04-29",1,10,50,null,null,"1991-04-29",1,10,46.04,null,null,"1991-04-29",1,10.6,51.08,null,null,null,null,10.6,48.019999999999996,null,null,null,null,10,46.94,null,null,null,null,8.3000000000000007,48.92,null,null,null,null,12.8,53.96,null,null,null,null,6.1,55.94,null,null,null,null,8.3000000000000007,50,null,null,null,null,5,57.92,null,null,null,null,8.9,57.019999999999996,null,null,{"$error":"#N/A"},null,null,null,null,null,null,null,null,null,null,null,null,null,null,null,null,null,null,null,null,null,null,null,null,null,null,null,null,null,null,null,null,null,null,null,null,null,null,null,null,null,null,null,null,null,null,null,null,null,2856,8.9,10,7.8,10.6,8.9,8.3000000000000007,9.4,12.2,13.3,10,14.4,13.9]
[121.12500000000503,"2011-05-02","03:00:00",8.9,57.019999999999996,"WEEKDAY","On","1987-05-02","03:00:00",12.2,50,null,null,"1994-05-02","03:00:00",7.2,51.08,null,null,"1999-05-02","03:00:00",8.3000000000000007,57.92,null,null,null,null,15,55.040000000000006,null,null,null,null,12,48.92,null,null,null,null,3.3,42.980000000000004,null,null,null,null,8.9,44.96,null,null,null,null,5,51.08,null,null,null,null,5,44.96,null,null,null,null,2.8,48.92,null,null,null,null,2.8,55.040000000000006,null,null,{"$error":"#N/A"},null,null,null,null,null,null,null,null,null,null,null,null,null,null,null,null,null,null,null,null,null,null,null,null,null,null,null,null,null,null,null,null,null,null,null,null,null,null,null,null,null,null,null,null,null,null,null,null,null,2907,13.9,10,10.6,14.4,12.8,9.4,6.1,7.2,10.6,7.2,9.4,12.8]
[121.1666666666717,"2011-05-02","04:00:00",8.3000000000000007,57.019999999999996,"WEEKDAY","On","1987-05-02","04:00:00",12.2,50,null,null,"1994-05-02","04:00:00",6.6,48.92,null,null,"1999-05-02","04:00:00",8.3000000000000007,55.94,null,null,null,null,13.9,53.96,null,null,null,null,13,48.019999999999996,null,null,null,null,2.8,44.96,null,null,null,null,8.3000000000000007,46.04,null,null,null,null,4.4000000000000004,50,null,null,null,null,6.7,44.06,null,null,null,null,1.1000000000000001,48.92,null,null,null,null,1.7,54.5,null,null,{"$error":"#N/A"},null,null,null,null,null,null,null,null,null,null,null,null,null,null,null,null,null,null,null,null,null,null,null,null,null,null,null,null,null,null,null,null,null,null,null,null,null,null,null,null,null,null,null,null,null,null,null,null,null,2908,13.9,10,9.4,13.3,12.2,8.9,7.2,7.8,10,6.7,9.4,12.5]
[123.12500000000526,"2011-05-04","03:00:00",12.8,57.019999999999996,"WEEKDAY","On","1987-05-04","03:00:00",8.9,48.019999999999996,null,null,"1994-05-04","03:00:00",8.3000000000000007,51.980000000000004,null,null,"1999-05-04","03:00:00",10,53.06,null,null,null,null,16.100000000000001,53.96,null,null,null,null,9,50,null,null,null,null,5,45.14,null,null,null,null,-1.1000000000000001,46.94,null,null,null,null,1.7,41,null,null,null,null,6.7,44.6,null,null,null,null,0,46.04,null,null,null,null,5.6,50.36,null,null,{"$error":"#N/A"},null,null,null,null,null,null,null,null,null,null,null,null,null,null,null,null,null,null,null,null,null,null,null,null,null,null,null,null,null,null,null,null,null,null,null,null,null,null,null,null,null,null,null,null,null,null,null,null,null,2955,13.9,8.9,11.1,11.7,12.2,10,7.3,8.3000000000000007,5,7,7.8,10.199999999999999]
[123.95833333333869,"2011-05-04","23:00:00",10.6,55.94,"WEEKDAY","On","1987-05-04","23:00:00",7.2,48.92,null,null,"1994-05-04","23:00:00",9.4,51.980000000000004,null,null,"1999-05-04","23:00:00",13.9,57.92,null,null,null,null,20.6,55.040000000000006,null,null,null,null,15,53.06,null,null,null,null,11.7,46.58,null,null,null,null,11.7,48.019999999999996,null,null,null,null,10.6,51.08,null,null,null,null,10.6,44.96,null,null,null,null,12.2,43.879999999999995,null,null,null,null,11.1,51.08,null,null,{"$error":"#N/A"},null,null,null,null,null,null,null,null,null,null,null,null,null,null,null,null,null,null,null,null,null,null,null,null,null,null,null,null,null,null,null,null,null,null,null,null,null,null,null,null,null,null,null,null,null,null,null,null,null,2975,13.3,9.4,11.1,14.4,12.8,11.7,8.1,8.9,10.6,7.2,6.6,10.6]
[125.41666666667219,"2011-05-06","10:00:00",14.4,{"$f":"CONVERT(CHOOSE($D$9,D3028,DU3028), \"C\", \"F\")","v":59},"WEEKDAY","On","1987-05-06","10:00:00",13.3,{"$f":"CONVERT(CHOOSE($D$9,J3028,DV3028), \"C\", \"F\")","v":52.7},null,null,"1994-05-06","10:00:00",11.6,{"$f":"CONVERT(CHOOSE($D$9,P3028,DW3028), \"C\", \"F\")","v":59},null,null,"1999-05-06","10:00:00",15,{"$f":"CONVERT(CHOOSE($D$9,V3028,DX3028), \"C\", \"F\")","v":55.76},null,null,null,null,14.4,{"$f":"CONVERT(CHOOSE($D$9,AB3028,DY3028), \"C\", \"F\")","v":53.42},null,null,null,null,25.2,{"$f":"CONVERT(CHOOSE($D$9,AH3028,DZ3028), \"C\", \"F\")","v":60.08},null,null,null,null,15.6,{"$f":"CONVERT(CHOOSE($D$9,AN3028,EA3028), \"C\", \"F\")","v":50},null,null,null,null,9.4,{"$f":"CONVERT(CHOOSE($D$9,AT3028,EB3028), \"C\", \"F\")","v":59},null,null,null,null,13.9,{"$f":"CONVERT(CHOOSE($D$9,AZ3028,EC3028), \"C\", \"F\")","v":53.96},null,null,null,null,12.2,{"$f":"CONVERT(CHOOSE($D$9,BF3028,ED3028), \"C\", \"F\")","v":53.96},null,null,null,null,24.4,{"$f":"CONVERT(CHOOSE($D$9,BL3028,EE3028), \"C\", \"F\")","v":48.56},null,null,null,null,10.6,{"$f":"CONVERT(CHOOSE($D$9,BR3028,EF3028), \"C\", \"F\")","v":71.06},null,null,{"$error":"#N/A"},null,null,null,null,null,null,null,null,null,null,null,null,null,null,null,null,null,null,null,null,null,null,null,null,null,null,null,null,null,null,null,null,null,null,null,null,null,null,null,null,null,null,null,null,null,null,null,null,null,3010,15,11.5,15,13.2,11.9,15.6,10,15,12.2,12.2,9.1999999999999993,21.7]
[127.54166666667243,"2011-05-08","13:00:00",16.7,53.6,"SUNDAY","On","1987-05-08","13:00:00",17.8,59,null,null,"1994-05-08","13:00:00",14.4,53.96,null,null,"1999-05-08","13:00:00",14.4,57.019999999999996,null,null,null,null,16.100000000000001,55.400000000000006,null,null,null,null,31,59,null,null,null,null,20.6,69.080000000000013,null,null,null,null,12.2,68,null,null,null,null,10.6,64.94,null,null,null,null,13.9,71.960000000000008,null,null,null,null,12.8,69.080000000000013,null,null,null,null,13.9,80.960000000000008,null,null,{"$error":"#N/A"},null,null,null,null,null,null,null,null,null,null,null,null,null,null,null,null,null,null,null,null,null,null,null,null,null,null,null,null,null,null,null,null,null,null,null,null,null,null,null,null,null,null,null,null,null,null,null,null,null,3061,12,15,12.2,13.9,13,15,20.6,20,18.3,22.2,20.6,27.2]
[129.00000000000557,"2011-05-09",1,17.8,60.8,"WEEKDAY","On","1987-05-09",1,19.399999999999999,62.06,null,null,"1994-05-09",1,15,59,null,null,"1999-05-09",1,16.7,59,null,null,null,null,11.1,62.6,null,null,null,null,19,62.06,null,null,null,null,11.7,60.8,null,null,null,null,13.9,62.96,null,null,null,null,18.3,45.5,null,null,null,null,11.1,62.96,null,null,null,null,6.1,66.02,null,null,null,null,12.8,60.08,null,null,{"$error":"#N/A"},null,null,null,null,null,null,null,null,null,null,null,null,null,null,null,null,null,null,null,null,null,null,null,null,null,null,null,null,null,null,null,null,null,null,null,null,null,null,null,null,null,null,null,null,null,null,null,null,null,3096,16,16.7,15,15,17,16.7,16,17.2,7.5,17.2,18.899999999999999,15.6]
[129.70833333333874,"2011-05-10","17:00:00",17.2,73.94,"WEEKDAY","On","1987-05-10","17:00:00",27.2,71.06,null,null,"1994-05-10","17:00:00",16.100000000000001,69.800000000000011,null,null,"1999-05-10","17:00:00",22.2,68,null,null,null,null,26.1,69.98,null,null,null,null,11,78.98,null,null,null,null,19.399999999999999,66.92,null,null,null,null,26.7,78.98,null,null,null,null,26.1,53.96,null,null,null,null,23.9,62.78,null,null,null,null,19.399999999999999,64.94,null,null,null,null,17.2,64.039999999999992,null,null,{"$error":"#N/A"},null,null,null,null,null,null,null,null,null,null,null,null,null,null,null,null,null,null,null,null,null,null,null,null,null,null,null,null,null,null,null,null,null,null,null,null,null,null,null,null,null,null,null,null,null,null,null,null,null,3113,23.3,21.7,21,20,21.1,26.1,19.399999999999999,26.1,12.2,17.100000000000001,18.3,17.8]
[131.83333333333826,"2011-05-12","20:00:00",12.2,73.94,"WEEKDAY","On","1987-05-12","20:00:00",18.3,57.019999999999996,null,null,"1994-05-12","20:00:00",10.5,68,null,null,"1999-05-12","20:00:00",13.9,62.96,null,null,null,null,18.899999999999999,64.94,null,null,null,null,14,71.960000000000008,null,null,null,null,16.7,69.080000000000013,null,null,null,null,21.1,78.080000000000013,null,null,null,null,18.899999999999999,64.94,null,null,null,null,11.7,66.92,null,null,null,null,12.8,69.98,null,null,null,null,13.9,43.7,null,null,{"$error":"#N/A"},null,null,null,null,null,null,null,null,null,null,null,null,null,null,null,null,null,null,null,null,null,null,null,null,null,null,null,null,null,null,null,null,null,null,null,null,null,null,null,null,null,null,null,null,null,null,null,null,null,3164,23.3,13.9,20,17.2,18.3,22.2,20.6,25.6,18.3,19.399999999999999,21.1,6.5]
[133.29166666667126,"2011-05-14","07:00:00",11.1,51.980000000000004,"SATURDAY","On","1987-05-14","07:00:00",10,44.96,null,null,"1994-05-14","07:00:00",10,50,null,null,"1999-05-14","07:00:00",11.1,51.8,null,null,null,null,11.1,51.8,null,null,null,null,14,53.06,null,null,null,null,6.1,50,null,null,null,null,15.6,50,null,null,null,null,14.4,62.96,null,null,null,null,16.7,64.039999999999992,null,null,null,null,15.6,68,null,null,null,null,17.2,39.019999999999996,null,null,{"$error":"#N/A"},null,null,null,null,null,null,null,null,null,null,null,null,null,null,null,null,null,null,null,null,null,null,null,null,null,null,null,null,null,null,null,null,null,null,null,null,null,null,null,null,null,null,null,null,null,null,null,null,null,3199,11.1,7.2,10,11,11,11.7,10,10,17.2,17.8,20,3.9]
[134.16666666667106,"2011-05-15","04:00:00",14.4,55.040000000000006,"SUNDAY","On","1987-05-15","04:00:00",16.100000000000001,53.06,null,null,"1994-05-15","04:00:00",7.2,57.92,null,null,"1999-05-15","04:00:00",7.2,60.08,null,null,null,null,10,60.980000000000004,null,null,null,null,7,62.06,null,null,null,null,5.6,64.039999999999992,null,null,null,null,11.7,64.039999999999992,null,null,null,null,11.1,53.06,null,null,null,null,10.6,68,null,null,null,null,13.3,68,null,null,null,null,13.3,36.32,null,null,{"$error":"#N/A"},null,null,null,null,null,null,null,null,null,null,null,null,null,null,null,null,null,null,null,null,null,null,null,null,null,null,null,null,null,null,null,null,null,null,null,null,null,null,null,null,null,null,null,null,null,null,null,null,null,3220,12.8,11.7,14.4,15.6,16.100000000000001,16.7,17.8,17.8,11.7,20,20,2.4]
[136.08333333333729,"2011-05-17","02:00:00",11.7,{"$f":"CONVERT(CHOOSE($D$9,D3284,DU3284), \"C\", \"F\")","v":59},"WEEKDAY","On","1987-05-17","02:00:00",15.6,{"$f":"CONVERT(CHOOSE($D$9,J3284,DV3284), \"C\", \"F\")","v":64.94},null,null,"1994-05-17","02:00:00",10,{"$f":"CONVERT(CHOOSE($D$9,P3284,DW3284), \"C\", \"F\")","v":55.94},null,null,"1999-05-17","02:00:00",10.6,{"$f":"CONVERT(CHOOSE($D$9,V3284,DX3284), \"C\", \"F\")","v":60.08},null,null,null,null,9.4,{"$f":"CONVERT(CHOOSE($D$9,AB3284,DY3284), \"C\", \"F\")","v":60.980000000000004},null,null,null,null,9,{"$f":"CONVERT(CHOOSE($D$9,AH3284,DZ3284), \"C\", \"F\")","v":55.94},null,null,null,null,11.1,{"$f":"CONVERT(CHOOSE($D$9,AN3284,EA3284), \"C\", \"F\")","v":44.06},null,null,null,null,15,{"$f":"CONVERT(CHOOSE($D$9,AT3284,EB3284), \"C\", \"F\")","v":46.94},null,null,null,null,11.7,{"$f":"CONVERT(CHOOSE($D$9,AZ3284,EC3284), \"C\", \"F\")","v":38.119999999999997},null,null,null,null,15.6,{"$f":"CONVERT(CHOOSE($D$9,BF3284,ED3284), \"C\", \"F\")","v":40.46},null,null,null,null,17.2,{"$f":"CONVERT(CHOOSE($D$9,BL3284,EE3284), \"C\", \"F\")","v":41.72},null,null,null,null,11.1,{"$f":"CONVERT(CHOOSE($D$9,BR3284,EF3284), \"C\", \"F\")","v":44.6},null,null,{"$error":"#N/A"},null,null,null,null,null,null,null,null,null,null,null,null,null,null,null,null,null,null,null,null,null,null,null,null,null,null,null,null,null,null,null,null,null,null,null,null,null,null,null,null,null,null,null,null,null,null,null,null,null,3266,15,18.3,13.3,15.6,16.100000000000001,13.3,6.7,8.3000000000000007,3.4,4.7,5.4,7]
[137.5416666666703,"2011-05-18","13:00:00",16.100000000000001,64.94,"WEEKDAY","On","1987-05-18","13:00:00",22.8,62.06,null,null,"1994-05-18","13:00:00",15.5,62.96,null,null,"1999-05-18","13:00:00",17.8,66.92,null,null,null,null,14.4,66.92,null,null,null,null,21,62.96,null,null,null,null,13.3,51.08,null,null,null,null,16.100000000000001,64.039999999999992,null,null,null,null,15.6,59,null,null,null,null,12.8,57.019999999999996,null,null,null,null,28.3,52.34,null,null,null,null,16.100000000000001,71.06,null,null,{"$error":"#N/A"},null,null,null,null,null,null,null,null,null,null,null,null,null,null,null,null,null,null,null,null,null,null,null,null,null,null,null,null,null,null,null,null,null,null,null,null,null,null,null,null,null,null,null,null,null,null,null,null,null,3301,18.3,16.7,17.2,19.399999999999999,19.399999999999999,17.2,10.6,17.8,15,13.9,11.3,21.7]
[138.25000000000347,"2011-05-19","06:00:00",10.6,53.06,"WEEKDAY","On","1987-05-19","06:00:00",11.1,55.94,null,null,"1994-05-19","06:00:00",8.8000000000000007,48.92,null,null,"1999-05-19","06:00:00",16.100000000000001,49.82,null,null,null,null,13.9,53.96,null,null,null,null,14,41,null,null,null,null,12.8,37.22,null,null,null,null,7.2,42.980000000000004,null,null,null,null,6.7,45.32,null,null,null,null,8.9,47.120000000000005,null,null,null,null,13.3,46.94,null,null,null,null,10,46.94,null,null,{"$error":"#N/A"},null,null,null,null,null,null,null,null,null,null,null,null,null,null,null,null,null,null,null,null,null,null,null,null,null,null,null,null,null,null,null,null,null,null,null,null,null,null,null,null,null,null,null,null,null,null,null,null,null,3318,11.7,13.3,9.4,9.9,12.2,5,2.9,6.1,7.4,8.4,8.3000000000000007,8.3000000000000007]
[139.70833333333647,"2011-05-20","17:00:00",16.100000000000001,75.92,"WEEKDAY","On","1987-05-20","17:00:00",11.7,77,null,null,"1994-05-20","17:00:00",14.4,73.94,null,null,"1999-05-20","17:00:00",22.8,71.960000000000008,null,null,null,null,12.8,71.06,null,null,null,null,9,75.92,null,null,null,null,19.399999999999999,66.02,null,null,null,null,27.2,71.960000000000008,null,null,null,null,27.8,64.039999999999992,null,null,null,null,17.8,57.92,null,null,null,null,12.2,66.02,null,null,null,null,19.399999999999999,71.06,null,null,{"$error":"#N/A"},null,null,null,null,null,null,null,null,null,null,null,null,null,null,null,null,null,null,null,null,null,null,null,null,null,null,null,null,null,null,null,null,null,null,null,null,null,null,null,null,null,null,null,null,null,null,null,null,null,3353,24.4,25,23.3,22.2,21.7,24.4,18.899999999999999,22.2,17.8,14.4,18.899999999999999,21.7]
[141.83333333333599,"2011-05-22","20:00:00",17.8,59,"SUNDAY","On","1987-05-22","20:00:00",21.7,69.98,null,null,"1994-05-22","20:00:00",17.2,57.2,null,null,"1999-05-22","20:00:00",16.7,57.92,null,null,null,null,15.6,57.2,null,null,null,null,12,59,null,null,null,null,18.899999999999999,64.039999999999992,null,null,null,null,14.4,60.08,null,null,null,null,11.7,57.019999999999996,null,null,null,null,13.3,53.06,null,null,null,null,12.2,64.039999999999992,null,null,null,null,15,66.02,null,null,{"$error":"#N/A"},null,null,null,null,null,null,null,null,null,null,null,null,null,null,null,null,null,null,null,null,null,null,null,null,null,null,null,null,null,null,null,null,null,null,null,null,null,null,null,null,null,null,null,null,null,null,null,null,null,3404,15,21.1,14,14.4,14,15,17.8,15.6,13.9,11.7,17.8,18.899999999999999]
[142.54166666666916,"2011-05-23","13:00:00",31.7,64.94,"WEEKDAY","On","1987-05-23","13:00:00",23.9,78.98,null,null,"1994-05-23","13:00:00",30,66.02,null,null,"1999-05-23","13:00:00",15.6,66.02,null,null,null,null,15,60.980000000000004,null,null,null,null,15,64.94,null,null,null,null,25,55.94,null,null,null,null,22.2,64.039999999999992,null,null,null,null,21.7,68,null,null,null,null,22.8,51.8,null,null,null,null,17.8,53.96,null,null,null,null,21.7,75.2,null,null,{"$error":"#N/A"},null,null,null,null,null,null,null,null,null,null,null,null,null,null,null,null,null,null,null,null,null,null,null,null,null,null,null,null,null,null,null,null,null,null,null,null,null,null,null,null,null,null,null,null,null,null,null,null,null,3421,18.3,26.1,18.899999999999999,18.899999999999999,16.100000000000001,18.3,13.3,17.8,20,11,12.2,24]
[144.91666666666862,"2011-05-25","22:00:00",18.3,69.98,"WEEKDAY","On","1987-05-25","22:00:00",13.3,50,null,null,"1994-05-25","22:00:00",16.100000000000001,60.08,null,null,"1999-05-25","22:00:00",16.100000000000001,62.96,null,null,null,null,13.3,62.06,null,null,null,null,15,60.08,null,null,null,null,6.7,64.039999999999992,null,null,null,null,20.6,64.039999999999992,null,null,null,null,15.6,59,null,null,null,null,13.3,59,null,null,null,null,14.4,62.96,null,null,null,null,13.3,48.019999999999996,null,null,{"$error":"#N/A"},null,null,null,null,null,null,null,null,null,null,null,null,null,null,null,null,null,null,null,null,null,null,null,null,null,null,null,null,null,null,null,null,null,null,null,null,null,null,null,null,null,null,null,null,null,null,null,null,null,3478,21.1,10,15.6,17.2,16.7,15.6,17.8,17.8,15,15,17.2,8.9]
[146.08333333333502,"2011-05-27","02:00:00",17.8,77,"WEEKDAY","On","1987-05-27","02:00:00",13.9,51.980000000000004,null,null,"1994-05-27","02:00:00",16.100000000000001,64.94,null,null,"1999-05-27","02:00:00",15,73.039999999999992,null,null,null,null,13.3,66.02,null,null,null,null,11,60.980000000000004,null,null,null,null,10,62.96,null,null,null,null,17.8,64.039999999999992,null,null,null,null,16.7,62.06,null,null,null,null,10,64.039999999999992,null,null,null,null,12.8,68,null,null,null,null,9.4,46.04,null,null,{"$error":"#N/A"},null,null,null,null,null,null,null,null,null,null,null,null,null,null,null,null,null,null,null,null,null,null,null,null,null,null,null,null,null,null,null,null,null,null,null,null,null,null,null,null,null,null,null,null,null,null,null,null,null,3506,25,11.1,18.3,22.8,18.899999999999999,16.100000000000001,17.2,17.8,16.7,17.8,20,7.8]
[147.54166666666802,"2011-05-28","13:00:00",20,57.2,"SATURDAY","On","1987-05-28","13:00:00",28.3,57.92,null,null,"1994-05-28","13:00:00",19.399999999999999,57.019999999999996,null,null,"1999-05-28","13:00:00",25,59,null,null,null,null,16.100000000000001,57.019999999999996,null,null,null,null,18,55.94,null,null,null,null,26.1,64.400000000000006,null,null,null,null,13.3,55.040000000000006,null,null,null,null,17.2,86,null,null,null,null,13.3,62.06,null,null,null,null,26.1,56.480000000000004,null,null,null,null,24.4,71.06,null,null,{"$error":"#N/A"},null,null,null,null,null,null,null,null,null,null,null,null,null,null,null,null,null,null,null,null,null,null,null,null,null,null,null,null,null,null,null,null,null,null,null,null,null,null,null,null,null,null,null,null,null,null,null,null,null,3541,14,14.4,13.9,15,13.9,13.3,18,12.8,30,16.7,13.6,21.7]
[148.25000000000119,"2011-05-29","06:00:00",15.6,53.6,"SUNDAY","On","1987-05-29","06:00:00",23.3,59,null,null,"1994-05-29","06:00:00",11.1,48.019999999999996,null,null,"1999-05-29","06:00:00",18.899999999999999,53.06,null,null,null,null,13.3,50,null,null,null,null,12,46.94,null,null,null,null,13.9,48.2,null,null,null,null,8.3000000000000007,48.2,null,null,null,null,7.2,66.92,null,null,null,null,17.8,53.96,null,null,null,null,14.4,50.540000000000006,null,null,null,null,14.4,55.400000000000006,null,null,{"$error":"#N/A"},null,null,null,null,null,null,null,null,null,null,null,null,null,null,null,null,null,null,null,null,null,null,null,null,null,null,null,null,null,null,null,null,null,null,null,null,null,null,null,null,null,null,null,null,null,null,null,null,null,3558,12,15,8.9,11.7,10,8.3000000000000007,9,9,19.399999999999999,12.2,10.3,13]
[150.37500000000071,"2011-05-31","09:00:00",23.3,64.94,"WEEKDAY","On","1987-05-31","09:00:00",30,82.94,null,null,"1994-05-31","09:00:00",21.6,64.039999999999992,null,null,"1999-05-31","09:00:00",25,68,null,null,null,null,13.3,64.94,null,null,null,null,14,62.96,null,null,null,null,22.8,62.06,null,null,null,null,19.399999999999999,62.06,null,null,null,null,21.7,75.92,null,null,null,null,17.8,66.92,null,null,null,null,15.6,56.84,null,null,null,null,20.6,78.080000000000013,null,null,{"$error":"#N/A"},null,null,null,null,null,null,null,null,null,null,null,null,null,null,null,null,null,null,null,null,null,null,null,null,null,null,null,null,null,null,null,null,null,null,null,null,null,null,null,null,null,null,null,null,null,null,null,null,null,3609,18.3,28.3,17.8,20,18.3,17.2,16.7,16.7,24.4,19.399999999999999,13.8,25.6]
[151.83333333333371,"2011-06-01","20:00:00",15.6,69.98,"WEEKDAY","On","1990-06-01","20:00:00",22.8,68,null,null,"2003-06-01","20:00:00",13,64.400000000000006,null,null,"1994-06-01","20:00:00",24.4,77,null,null,null,null,21.7,69.080000000000013,null,null,null,null,22,71.960000000000008,null,null,null,null,9.4,59,null,null,null,null,18.899999999999999,77,null,null,null,null,21.9,77,null,null,null,null,22.8,57.92,null,null,null,null,20.6,62.96,null,null,null,null,17.2,60.980000000000004,null,null,{"$error":"#N/A"},null,null,null,null,null,null,null,null,null,null,null,null,null,null,null,null,null,null,null,null,null,null,null,null,null,null,null,null,null,null,null,null,null,null,null,null,null,null,null,null,null,null,null,null,null,null,null,null,null,3644,21.1,20,18,25,20.6,22.2,15,25,25,14.4,17.2,16.100000000000001]
[152.54166666666688,"2011-06-02","13:00:00",25.6,82.039999999999992,"WEEKDAY","On","1990-06-02","13:00:00",29.4,78.98,null,null,"2003-06-02","13:00:00",19,78.080000000000013,null,null,"1994-06-02","13:00:00",20.6,69.080000000000013,null,null,null,null,20.6,69.080000000000013,null,null,null,null,32,75.92,null,null,null,null,9.4,59,null,null,null,null,14.4,66.92,null,null,null,null,21.7,87.98,null,null,null,null,25,66.02,null,null,null,null,22.2,64.94,null,null,null,null,24.4,73.039999999999992,null,null,{"$error":"#N/A"},null,null,null,null,null,null,null,null,null,null,null,null,null,null,null,null,null,null,null,null,null,null,null,null,null,null,null,null,null,null,null,null,null,null,null,null,null,null,null,null,null,null,null,null,null,null,null,null,null,3661,27.8,26.1,25.6,20.6,20.6,24.4,15,19.399999999999999,31.1,18.899999999999999,18.3,22.8]
[154.12499999999986,"2011-06-04","03:00:00",16.7,59,"SATURDAY","On","1990-06-04","03:00:00",20.6,55.94,null,null,"2003-06-04","03:00:00",9,55.94,null,null,"1994-06-04","03:00:00",16.100000000000001,59,null,null,null,null,11.1,53.96,null,null,null,null,7,48.74,null,null,null,null,7.8,48.019999999999996,null,null,null,null,10.6,48.019999999999996,null,null,null,null,13.9,55.94,null,null,null,null,8.3000000000000007,55.040000000000006,null,null,null,null,15,50,null,null,null,null,17.8,62.96,null,null,{"$error":"#N/A"},null,null,null,null,null,null,null,null,null,null,null,null,null,null,null,null,null,null,null,null,null,null,null,null,null,null,null,null,null,null,null,null,null,null,null,null,null,null,null,null,null,null,null,null,null,null,null,null,null,3699,15,13.3,13.3,15,12.2,9.3000000000000007,8.9,8.9,13.3,12.8,10,17.2]
[156.08333333333275,"2011-06-06","02:00:00",15,71.06,"WEEKDAY","On","1990-06-06","02:00:00",16.7,69.080000000000013,null,null,"2003-06-06","02:00:00",13,69.98,null,null,"1994-06-06","02:00:00",17.8,59,null,null,null,null,18.3,55.040000000000006,null,null,null,null,11,71.960000000000008,null,null,null,null,15.6,55.040000000000006,null,null,null,null,15,66.92,null,null,null,null,12.2,55.76,null,null,null,null,7.8,57.019999999999996,null,null,null,null,13.3,57.019999999999996,null,null,null,null,18.899999999999999,57.019999999999996,null,null,{"$error":"#N/A"},null,null,null,null,null,null,null,null,null,null,null,null,null,null,null,null,null,null,null,null,null,null,null,null,null,null,null,null,null,null,null,null,null,null,null,null,null,null,null,null,null,null,null,null,null,null,null,null,null,3746,21.7,20.6,21.1,15,12.8,22.2,12.8,19.399999999999999,13.2,13.9,13.9,13.9]
[156.79166666666592,"2011-06-06","19:00:00",15,78.98,"WEEKDAY","On","1990-06-06","19:00:00",20.6,78.080000000000013,null,null,"2003-06-06","19:00:00",19,75.02,null,null,"1994-06-06","19:00:00",17.8,55.94,null,null,null,null,18.899999999999999,51.980000000000004,null,null,null,null,12,73.94,null,null,null,null,21.7,53.96,null,null,null,null,16.7,73.039999999999992,null,null,null,null,20.6,66.92,null,null,null,null,21.7,53.96,null,null,null,null,19.399999999999999,53.06,null,null,null,null,22.8,66.02,null,null,{"$error":"#N/A"},null,null,null,null,null,null,null,null,null,null,null,null,null,null,null,null,null,null,null,null,null,null,null,null,null,null,null,null,null,null,null,null,null,null,null,null,null,null,null,null,null,null,null,null,null,null,null,null,null,3763,26.1,25.6,23.9,13.3,11.1,23.3,12.2,22.8,19.399999999999999,12.2,11.7,18.899999999999999]
[158.24999999999892,"2011-06-08","06:00:00",21.1,66.92,"WEEKDAY","On","1990-06-08","06:00:00",17.8,68,null,null,"2003-06-08","06:00:00",15,66.02,null,null,"1994-06-08","06:00:00",20,59,null,null,null,null,18.3,55.040000000000006,null,null,null,null,11,59,null,null,null,null,10.6,50,null,null,null,null,18.3,59,null,null,null,null,23.1,57.019999999999996,null,null,null,null,17.2,53.06,null,null,null,null,22.8,51.980000000000004,null,null,null,null,11.1,57.92,null,null,{"$error":"#N/A"},null,null,null,null,null,null,null,null,null,null,null,null,null,null,null,null,null,null,null,null,null,null,null,null,null,null,null,null,null,null,null,null,null,null,null,null,null,null,null,null,null,null,null,null,null,null,null,null,null,3798,19.399999999999999,20,18.899999999999999,15,12.8,15,10,15,13.9,11.7,11.1,14.4]
[160.37499999999844,"2011-06-10","09:00:00",26.1,62.06,"WEEKDAY","On","1990-06-10","09:00:00",23.9,62.06,null,null,"2003-06-10","09:00:00",20,62.06,null,null,"1994-06-10","09:00:00",23.3,77,null,null,null,null,23.3,65.84,null,null,null,null,27,60.620000000000005,null,null,null,null,19.399999999999999,62.96,null,null,null,null,20,69.98,null,null,null,null,26.9,68,null,null,null,null,15,71.06,null,null,null,null,27.2,73.039999999999992,null,null,null,null,19.399999999999999,50,null,null,{"$error":"#N/A"},null,null,null,null,null,null,null,null,null,null,null,null,null,null,null,null,null,null,null,null,null,null,null,null,null,null,null,null,null,null,null,null,null,null,null,null,null,null,null,null,null,null,null,null,null,null,null,null,null,3849,16.7,16.7,16.7,25,18.8,15.9,17.2,21.1,20,21.7,22.8,10]
[161.08333333333161,"2011-06-11","02:00:00",18.899999999999999,69.080000000000013,"SATURDAY","On","1990-06-11","02:00:00",18.899999999999999,68,null,null,"2003-06-11","02:00:00",16,66.92,null,null,"1994-06-11","02:00:00",16.7,66.92,null,null,null,null,14.4,64.94,null,null,null,null,23,69.080000000000013,null,null,null,null,14.4,68,null,null,null,null,19.399999999999999,69.080000000000013,null,null,null,null,21.9,66.92,null,null,null,null,16.7,73.039999999999992,null,null,null,null,15.6,73.039999999999992,null,null,null,null,13.3,48.2,null,null,{"$error":"#N/A"},null,null,null,null,null,null,null,null,null,null,null,null,null,null,null,null,null,null,null,null,null,null,null,null,null,null,null,null,null,null,null,null,null,null,null,null,null,null,null,null,null,null,null,null,null,null,null,null,null,3866,20.6,20,19.399999999999999,19.399999999999999,18.3,20.6,20,20.6,19.399999999999999,22.8,22.8,9]
[162.54166666666461,"2011-06-12","13:00:00",23.3,73.039999999999992,"SUNDAY","On","1990-06-12","13:00:00",23.3,73.94,null,null,"2003-06-12","13:00:00",24,73.039999999999992,null,null,"1994-06-12","13:00:00",21.7,91.039999999999992,null,null,null,null,25,77.539999999999992,null,null,null,null,15,73.94,null,null,null,null,24.4,82.039999999999992,null,null,null,null,15,75.92,null,null,null,null,14.4,66.2,null,null,null,null,29.4,80.06,null,null,null,null,15,89.06,null,null,null,null,22.8,55.94,null,null,{"$error":"#N/A"},null,null,null,null,null,null,null,null,null,null,null,null,null,null,null,null,null,null,null,null,null,null,null,null,null,null,null,null,null,null,null,null,null,null,null,null,null,null,null,null,null,null,null,null,null,null,null,null,null,3901,22.8,23.3,22.8,32.799999999999997,25.3,23.3,27.8,24.4,19,26.7,31.7,13.3]
[164.66666666666413,"2011-06-14","16:00:00",25.6,73.039999999999992,"WEEKDAY","On","1990-06-14","16:00:00",18.3,71.06,null,null,"2003-06-14","16:00:00",22,69.98,null,null,"1994-06-14","16:00:00",23.9,75.02,null,null,null,null,25,75.02,null,null,null,null,16,73.94,null,null,null,null,29.4,75.92,null,null,null,null,25.6,66.92,null,null,null,null,25,59,null,null,null,null,17.2,80.06,null,null,null,null,26.7,73.039999999999992,null,null,null,null,21.7,69.080000000000013,null,null,{"$error":"#N/A"},null,null,null,null,null,null,null,null,null,null,null,null,null,null,null,null,null,null,null,null,null,null,null,null,null,null,null,null,null,null,null,null,null,null,null,null,null,null,null,null,null,null,null,null,null,null,null,null,null,3952,22.8,21.7,21.1,23.9,23.9,23.3,24.4,19.399999999999999,15,26.7,22.8,20.6]
[165.33333333333064,"2011-06-15","08:00:00",25,66.92,"WEEKDAY","On","1990-06-15","08:00:00",18.3,69.080000000000013,null,null,"2003-06-15","08:00:00",19,66.92,null,null,"1994-06-15","08:00:00",24.4,66.92,null,null,null,null,25.6,68,null,null,null,null,13,66.02,null,null,null,null,21.1,57.92,null,null,null,null,19.399999999999999,60.08,null,null,null,null,24.1,57.019999999999996,null,null,null,null,14.4,66.92,null,null,null,null,23.3,64.039999999999992,null,null,null,null,21.1,55.94,null,null,{"$error":"#N/A"},null,null,null,null,null,null,null,null,null,null,null,null,null,null,null,null,null,null,null,null,null,null,null,null,null,null,null,null,null,null,null,null,null,null,null,null,null,null,null,null,null,null,null,null,null,null,null,null,null,3968,19.399999999999999,20.6,19.399999999999999,19.399999999999999,20,18.899999999999999,14.4,15.6,13.9,19.399999999999999,17.8,13.3]
[166.79166666666364,"2011-06-16","19:00:00",25,75.92,"WEEKDAY","On","1990-06-16","19:00:00",22.8,75.02,null,null,"2003-06-16","19:00:00",16,73.039999999999992,null,null,"1994-06-16","19:00:00",21.1,69.080000000000013,null,null,null,null,21.1,66.02,null,null,null,null,28,69.98,null,null,null,null,28.3,64.94,null,null,null,null,25.6,68,null,null,null,null,28.9,80.06,null,null,null,null,22.8,78.98,null,null,null,null,26.7,82.94,null,null,null,null,25,71.06,null,null,{"$error":"#N/A"},null,null,null,null,null,null,null,null,null,null,null,null,null,null,null,null,null,null,null,null,null,null,null,null,null,null,null,null,null,null,null,null,null,null,null,null,null,null,null,null,null,null,null,null,null,null,null,null,null,4003,24.4,23.9,22.8,20.6,18.899999999999999,21.1,18.3,20,26.7,26.1,28.3,21.7]
[168.91666666666316,"2011-06-18","22:00:00",24.4,66.02,"SATURDAY","On","1990-06-18","22:00:00",21.1,66.92,null,null,"2003-06-18","22:00:00",17,64.400000000000006,null,null,"1994-06-18","22:00:00",22.8,71.960000000000008,null,null,null,null,22.2,71.06,null,null,null,null,16,64.94,null,null,null,null,26.7,66.02,null,null,null,null,15,66.02,null,null,null,null,11.1,66.92,null,null,null,null,19.399999999999999,69.98,null,null,null,null,13.9,71.960000000000008,null,null,null,null,17.2,59,null,null,{"$error":"#N/A"},null,null,null,null,null,null,null,null,null,null,null,null,null,null,null,null,null,null,null,null,null,null,null,null,null,null,null,null,null,null,null,null,null,null,null,null,null,null,null,null,null,null,null,null,null,null,null,null,null,4054,18.899999999999999,19.399999999999999,18,22.2,21.7,18.3,18.899999999999999,18.899999999999999,19.399999999999999,21.1,22.2,15]
[170.37499999999616,"2011-06-20","09:00:00",17.8,64.039999999999992,"WEEKDAY","On","1990-06-20","09:00:00",22.2,68,null,null,"2003-06-20","09:00:00",18,64.94,null,null,"1994-06-20","09:00:00",26.7,78.080000000000013,null,null,null,null,26.1,77,null,null,null,null,19,71.06,null,null,null,null,21.7,62.96,null,null,null,null,16.100000000000001,71.06,null,null,null,null,20.2,68,null,null,null,null,21.7,66.02,null,null,null,null,22.8,68,null,null,null,null,18.3,75.92,null,null,{"$error":"#N/A"},null,null,null,null,null,null,null,null,null,null,null,null,null,null,null,null,null,null,null,null,null,null,null,null,null,null,null,null,null,null,null,null,null,null,null,null,null,null,null,null,null,null,null,null,null,null,null,null,null,4089,17.8,20,18.3,25.6,25,21.7,17.2,21.7,20,18.899999999999999,20,24.4]
[171.08333333332934,"2011-06-21","02:00:00",19.399999999999999,73.039999999999992,"WEEKDAY","On","1990-06-21","02:00:00",23.3,71.06,null,null,"2003-06-21","02:00:00",15,69.080000000000013,null,null,"1994-06-21","02:00:00",20,73.039999999999992,null,null,null,null,19.399999999999999,69.98,null,null,null,null,16,69.080000000000013,null,null,null,null,20.6,60.980000000000004,null,null,null,null,9.4,64.94,null,null,null,null,14.6,55.94,null,null,null,null,18.3,60.08,null,null,null,null,17.8,59,null,null,null,null,13.9,69.080000000000013,null,null,{"$error":"#N/A"},null,null,null,null,null,null,null,null,null,null,null,null,null,null,null,null,null,null,null,null,null,null,null,null,null,null,null,null,null,null,null,null,null,null,null,null,null,null,null,null,null,null,null,null,null,null,null,null,null,4106,22.8,21.7,20.6,22.8,21.1,20.6,16.100000000000001,18.3,13.3,15.6,15,20.6]
[173.20833333332885,"2011-06-23","05:00:00",21.7,68,"WEEKDAY","On","1990-06-23","05:00:00",21.7,64.94,null,null,"2003-06-23","05:00:00",13,60.980000000000004,null,null,"1994-06-23","05:00:00",20.6,71.06,null,null,null,null,16.7,71.960000000000008,null,null,null,null,13,51.980000000000004,null,null,null,null,14.4,66.92,null,null,null,null,18.3,55.94,null,null,null,null,12.8,55.040000000000006,null,null,null,null,13.3,75.92,null,null,null,null,11.1,73.94,null,null,null,null,15,53.96,null,null,{"$error":"#N/A"},null,null,null,null,null,null,null,null,null,null,null,null,null,null,null,null,null,null,null,null,null,null,null,null,null,null,null,null,null,null,null,null,null,null,null,null,null,null,null,null,null,null,null,null,null,null,null,null,null,4157,20,18.3,16.100000000000001,21.7,22.2,11.1,19.399999999999999,13.3,12.8,24.4,23.3,12.2]
[174.66666666666185,"2011-06-24","16:00:00",26.1,82.94,"WEEKDAY","On","1990-06-24","16:00:00",26.1,80.960000000000008,null,null,"2003-06-24","16:00:00",32,82.039999999999992,null,null,"1994-06-24","16:00:00",25,86,null,null,null,null,24.4,84.92,null,null,null,null,29,78.98,null,null,null,null,18.3,75.92,null,null,null,null,21.7,82.039999999999992,null,null,null,null,17.2,86,null,null,null,null,22.8,71.960000000000008,null,null,null,null,17.8,66.92,null,null,null,null,20,77,null,null,{"$error":"#N/A"},null,null,null,null,null,null,null,null,null,null,null,null,null,null,null,null,null,null,null,null,null,null,null,null,null,null,null,null,null,null,null,null,null,null,null,null,null,null,null,null,null,null,null,null,null,null,null,null,null,4192,28.3,27.2,27.8,30,29.4,26.1,24.4,27.8,30,22.2,19.399999999999999,25]
[175.91666666666157,"2011-06-25","22:00:00",20.6,77,"SATURDAY","On","1990-06-25","22:00:00",22.2,75.02,null,null,"2003-06-25","22:00:00",24,71.06,null,null,"1994-06-25","22:00:00",25.6,71.06,null,null,null,null,23.3,69.98,null,null,null,null,22,75.92,null,null,null,null,17.2,53.96,null,null,null,null,12.8,73.039999999999992,null,null,null,null,11.1,66.92,null,null,null,null,22.2,64.94,null,null,null,null,12.8,59,null,null,null,null,16.100000000000001,59,null,null,{"$error":"#N/A"},null,null,null,null,null,null,null,null,null,null,null,null,null,null,null,null,null,null,null,null,null,null,null,null,null,null,null,null,null,null,null,null,null,null,null,null,null,null,null,null,null,null,null,null,null,null,null,null,null,4222,25,23.9,21.7,21.7,21.1,24.4,12.2,22.8,19.399999999999999,18.3,15,15]
[176.79166666666137,"2011-06-26","19:00:00",23.3,87.080000000000013,"SUNDAY","On","1990-06-26","19:00:00",26.1,84.02,null,null,"2003-06-26","19:00:00",29,78.080000000000013,null,null,"1994-06-26","19:00:00",23.3,71.06,null,null,null,null,23.9,71.06,null,null,null,null,28,75.02,null,null,null,null,22.8,65.66,null,null,null,null,20,80.599999999999994,null,null,null,null,23.9,73.94,null,null,null,null,25,64.94,null,null,null,null,20,64.94,null,null,null,null,14.4,80.960000000000008,null,null,{"$error":"#N/A"},null,null,null,null,null,null,null,null,null,null,null,null,null,null,null,null,null,null,null,null,null,null,null,null,null,null,null,null,null,null,null,null,null,null,null,null,null,null,null,null,null,null,null,null,null,null,null,null,null,4243,30.6,28.9,25.6,21.7,21.7,23.9,18.7,27,23.3,18.3,18.3,27.2]
[178.91666666666089,"2011-06-28","22:00:00",21.7,82.039999999999992,"WEEKDAY","On","1990-06-28","22:00:00",25.6,80.06,null,null,"2003-06-28","22:00:00",19,75.02,null,null,"1994-06-28","22:00:00",21.7,69.080000000000013,null,null,null,null,21.7,68,null,null,null,null,19,75.92,null,null,null,null,17.8,62.96,null,null,null,null,22.8,78.080000000000013,null,null,null,null,15,73.94,null,null,null,null,18.899999999999999,62.96,null,null,null,null,14.4,66.02,null,null,null,null,15,73.039999999999992,null,null,{"$error":"#N/A"},null,null,null,null,null,null,null,null,null,null,null,null,null,null,null,null,null,null,null,null,null,null,null,null,null,null,null,null,null,null,null,null,null,null,null,null,null,null,null,null,null,null,null,null,null,null,null,null,null,4294,27.8,26.7,23.9,20.6,20,24.4,17.2,25.6,23.3,17.2,18.899999999999999,22.8]
[179.62499999999406,"2011-06-29","15:00:00",26.1,93.02,"WEEKDAY","On","1990-06-29","15:00:00",30,87.98,null,null,"2003-06-29","15:00:00",26,89.960000000000008,null,null,"1994-06-29","15:00:00",22.8,73.94,null,null,null,null,22.2,75.02,null,null,null,null,26,87.080000000000013,null,null,null,null,23.9,77,null,null,null,null,26.7,84.92,null,null,null,null,25.9,89.06,null,null,null,null,25.6,80.06,null,null,null,null,26.7,75.92,null,null,null,null,28.9,78.080000000000013,null,null,{"$error":"#N/A"},null,null,null,null,null,null,null,null,null,null,null,null,null,null,null,null,null,null,null,null,null,null,null,null,null,null,null,null,null,null,null,null,null,null,null,null,null,null,null,null,null,null,null,null,null,null,null,null,null,4311,33.9,31.1,32.200000000000003,23.3,23.9,30.6,25,29.4,31.7,26.7,24.4,25.6]
[181.08333333332706,"2011-07-01","02:00:00",22.2,82.4,"WEEKDAY","On","1987-07-01","02:00:00",23.3,68.539999999999992,null,null,"1991-07-01","02:00:00",16.899999999999999,72.680000000000007,null,null,"1994-07-01","02:00:00",20,72.86,null,null,null,null,19.2,65.48,null,null,null,null,17.399999999999999,69.080000000000013,null,null,null,null,13.9,71.960000000000008,null,null,null,null,21.5,61.34,null,null,null,null,17.2,58.82,null,null,null,null,15.9,59.18,null,null,null,null,18.8,57.019999999999996,null,null,null,null,16.3,60.44,null,null,{"$error":"#N/A"},null,null,null,null,null,null,null,null,null,null,null,null,null,null,null,null,null,null,null,null,null,null,null,null,null,null,null,null,null,null,null,null,null,null,null,null,null,null,null,null,null,null,null,null,null,null,null,null,null,4346,28,20.3,22.6,22.7,18.600000000000001,20.6,22.2,16.3,14.9,15.1,13.9,15.8]
[183.20833333332658,"2011-07-03","05:00:00",26.1,80.06,"SUNDAY","On","1987-07-03","05:00:00",18.3,64.039999999999992,null,null,"1991-07-03","05:00:00",17.8,75.2,null,null,"1994-07-03","05:00:00",22.2,66.92,null,null,null,null,21.1,66.02,null,null,null,null,19,71.960000000000008,null,null,null,null,11.7,68,null,null,null,null,14.2,55.040000000000006,null,null,null,null,12.8,60.08,null,null,null,null,11.7,69.98,null,null,null,null,13.3,68,null,null,null,null,15,62.96,null,null,{"$error":"#N/A"},null,null,null,null,null,null,null,null,null,null,null,null,null,null,null,null,null,null,null,null,null,null,null,null,null,null,null,null,null,null,null,null,null,null,null,null,null,null,null,null,null,null,null,null,null,null,null,null,null,4397,26.7,17.8,24,19.399999999999999,18.899999999999999,22.2,20,12.8,15.6,21.1,20,17.2]
[183.91666666665975,"2011-07-03","22:00:00",24.4,80.06,"SUNDAY","On","1987-07-03","22:00:00",26.1,71.06,null,null,"1991-07-03","22:00:00",20.6,75.02,null,null,"1994-07-03","22:00:00",25,71.06,null,null,null,null,21.1,64.94,null,null,null,null,18,77,null,null,null,null,12.2,73.039999999999992,null,null,null,null,17.8,62.06,null,null,null,null,21.7,62.96,null,null,null,null,19.399999999999999,73.039999999999992,null,null,null,null,13.9,73.94,null,null,null,null,22.2,69.800000000000011,null,null,{"$error":"#N/A"},null,null,null,null,null,null,null,null,null,null,null,null,null,null,null,null,null,null,null,null,null,null,null,null,null,null,null,null,null,null,null,null,null,null,null,null,null,null,null,null,null,null,null,null,null,null,null,null,null,4414,26.7,21.7,23.9,21.7,18.3,25,22.8,16.7,17.2,22.8,23.3,21]
[185.37499999999275,"2011-07-05","09:00:00",23.3,82.4,"WEEKDAY","On","1987-07-05","09:00:00",23.9,75.02,null,null,"1991-07-05","09:00:00",16.100000000000001,82.039999999999992,null,null,"1994-07-05","09:00:00",23.9,75.92,null,null,null,null,23.9,78.080000000000013,null,null,null,null,22,78.080000000000013,null,null,null,null,21.1,75.02,null,null,null,null,25.8,75.02,null,null,null,null,21.7,75.92,null,null,null,null,22.8,82.039999999999992,null,null,null,null,12.8,82.039999999999992,null,null,null,null,18.899999999999999,78.080000000000013,null,null,{"$error":"#N/A"},null,null,null,null,null,null,null,null,null,null,null,null,null,null,null,null,null,null,null,null,null,null,null,null,null,null,null,null,null,null,null,null,null,null,null,null,null,null,null,null,null,null,null,null,null,null,null,null,null,4449,28,23.9,27.8,24.4,25.6,25.6,23.9,23.9,24.4,27.8,27.8,25.6]
[186.95833333332573,"2011-07-06","23:00:00",29.4,75.02,"WEEKDAY","On","1987-07-06","23:00:00",18.3,80.960000000000008,null,null,"1991-07-06","23:00:00",21.1,66.92,null,null,"1994-07-06","23:00:00",26.7,73.94,null,null,null,null,23.9,75.02,null,null,null,null,22,66.02,null,null,null,null,23.9,55.94,null,null,null,null,17,71.06,null,null,null,null,12.8,73.94,null,null,null,null,15,73.94,null,null,null,null,13.3,73.94,null,null,null,null,9.4,69.98,null,null,{"$error":"#N/A"},null,null,null,null,null,null,null,null,null,null,null,null,null,null,null,null,null,null,null,null,null,null,null,null,null,null,null,null,null,null,null,null,null,null,null,null,null,null,null,null,null,null,null,null,null,null,null,null,null,4487,23.9,27.2,19.399999999999999,23.3,23.9,18.899999999999999,13.3,21.7,23.3,23.3,23.3,21.1]
[187.49999999999227,"2011-07-07","12:00:00",32.799999999999997,73.94,"WEEKDAY","On","1987-07-07","12:00:00",21.1,89.960000000000008,null,null,"1991-07-07","12:00:00",27.2,71.960000000000008,null,null,"1994-07-07","12:00:00",33.9,84.2,null,null,null,null,33.9,87.080000000000013,null,null,null,null,27,73.94,null,null,null,null,28.3,68,null,null,null,null,24.8,86,null,null,null,null,22.8,87.080000000000013,null,null,null,null,22.2,75.92,null,null,null,null,25,73.039999999999992,null,null,null,null,21.7,75.02,null,null,{"$error":"#N/A"},null,null,null,null,null,null,null,null,null,null,null,null,null,null,null,null,null,null,null,null,null,null,null,null,null,null,null,null,null,null,null,null,null,null,null,null,null,null,null,null,null,null,null,null,null,null,null,null,null,4500,23.3,32.200000000000003,22.2,29,30.6,23.3,20,30,30.6,24.4,22.8,23.9]
[189.62499999999179,"2011-07-09","15:00:00",33.299999999999997,87.98,"SATURDAY","On","1987-07-09","15:00:00",23.9,82.94,null,null,"1991-07-09","15:00:00",28.9,84.92,null,null,"1994-07-09","15:00:00",27.2,77,null,null,null,null,30.6,78.080000000000013,null,null,null,null,29,87.98,null,null,null,null,26.1,80.06,null,null,null,null,28,80.06,null,null,null,null,28.9,80.960000000000008,null,null,null,null,24.4,82.94,null,null,null,null,29.4,84.02,null,null,null,null,27.8,84.92,null,null,{"$error":"#N/A"},null,null,null,null,null,null,null,null,null,null,null,null,null,null,null,null,null,null,null,null,null,null,null,null,null,null,null,null,null,null,null,null,null,null,null,null,null,null,null,null,null,null,null,null,null,null,null,null,null,4551,31.1,28.3,29.4,25,25.6,31.1,26.7,26.7,27.2,28.3,28.9,29.4]
[190.33333333332496,"2011-07-10","08:00:00",26.7,78.080000000000013,"SUNDAY","On","1987-07-10","08:00:00",27.8,66.92,null,null,"1991-07-10","08:00:00",22.2,78.080000000000013,null,null,"1994-07-10","08:00:00",27.2,75.02,null,null,null,null,27.8,64.94,null,null,null,null,19,73.94,null,null,null,null,23.3,66.02,null,null,null,null,20.2,64.94,null,null,null,null,22.8,73.039999999999992,null,null,null,null,20,71.06,null,null,null,null,18.899999999999999,69.98,null,null,null,null,21.7,78.800000000000011,null,null,{"$error":"#N/A"},null,null,null,null,null,null,null,null,null,null,null,null,null,null,null,null,null,null,null,null,null,null,null,null,null,null,null,null,null,null,null,null,null,null,null,null,null,null,null,null,null,null,null,null,null,null,null,null,null,4568,25.6,19.399999999999999,25.6,23.9,18.3,23.3,18.899999999999999,18.3,22.8,21.7,21.1,26]
[191.79166666665796,"2011-07-11","19:00:00",26.7,78.080000000000013,"WEEKDAY","On","1987-07-11","19:00:00",27.2,75.92,null,null,"1991-07-11","19:00:00",26.1,75.02,null,null,"1994-07-11","19:00:00",24.4,77,null,null,null,null,26.1,77,null,null,null,null,24,78.98,null,null,null,null,16.7,68,null,null,null,null,23.9,68,null,null,null,null,21.7,68,null,null,null,null,27.2,75.02,null,null,null,null,23.3,78.98,null,null,null,null,18.899999999999999,73.039999999999992,null,null,{"$error":"#N/A"},null,null,null,null,null,null,null,null,null,null,null,null,null,null,null,null,null,null,null,null,null,null,null,null,null,null,null,null,null,null,null,null,null,null,null,null,null,null,null,null,null,null,null,null,null,null,null,null,null,4603,25.6,24.4,23.9,25,25,26.1,20,20,20,23.9,26.1,22.8]
[193.91666666665748,"2011-07-13","22:00:00",30,75.02,"WEEKDAY","On","1987-07-13","22:00:00",25,73.94,null,null,"1991-07-13","22:00:00",20.6,69.080000000000013,null,null,"1994-07-13","22:00:00",26.7,73.94,null,null,null,null,25,71.960000000000008,null,null,null,null,19,73.039999999999992,null,null,null,null,21.1,71.960000000000008,null,null,null,null,20.6,77,null,null,null,null,17.8,75.02,null,null,null,null,19.399999999999999,73.039999999999992,null,null,null,null,23.9,75.02,null,null,null,null,13.9,68,null,null,{"$error":"#N/A"},null,null,null,null,null,null,null,null,null,null,null,null,null,null,null,null,null,null,null,null,null,null,null,null,null,null,null,null,null,null,null,null,null,null,null,null,null,null,null,null,null,null,null,null,null,null,null,null,null,4654,23.9,23.3,20.6,23.3,22.2,22.8,22.2,25,23.9,22.8,23.9,20]
[195.37499999999048,"2011-07-15","09:00:00",20.6,73.94,"WEEKDAY","On","1987-07-15","09:00:00",20.6,78.98,null,null,"1991-07-15","09:00:00",25.6,71.960000000000008,null,null,"1994-07-15","09:00:00",20.6,80.599999999999994,null,null,null,null,20,75.92,null,null,null,null,23,73.94,null,null,null,null,21.1,73.039999999999992,null,null,null,null,24.3,78.080000000000013,null,null,null,null,25.6,82.94,null,null,null,null,25.6,73.039999999999992,null,null,null,null,27.2,71.960000000000008,null,null,null,null,24.4,80.960000000000008,null,null,{"$error":"#N/A"},null,null,null,null,null,null,null,null,null,null,null,null,null,null,null,null,null,null,null,null,null,null,null,null,null,null,null,null,null,null,null,null,null,null,null,null,null,null,null,null,null,null,null,null,null,null,null,null,null,4689,23.3,26.1,22.2,27,24.4,23.3,22.8,25.6,28.3,22.8,22.2,27.2]
[196.33333333332359,"2011-07-16","08:00:00",26.7,80.960000000000008,"SATURDAY","On","1987-07-16","08:00:00",20,82.94,null,null,"1991-07-16","08:00:00",25,80.06,null,null,"1994-07-16","08:00:00",25.6,68,null,null,null,null,23.9,87.080000000000013,null,null,null,null,24,77,null,null,null,null,22.2,69.080000000000013,null,null,null,null,23.9,77,null,null,null,null,22.8,75.92,null,null,null,null,24.4,77,null,null,null,null,23.9,71.960000000000008,null,null,null,null,21.1,77,null,null,{"$error":"#N/A"},null,null,null,null,null,null,null,null,null,null,null,null,null,null,null,null,null,null,null,null,null,null,null,null,null,null,null,null,null,null,null,null,null,null,null,null,null,null,null,null,null,null,null,null,null,null,null,null,null,4712,27.2,28.3,26.7,20,30.6,25,20.6,25,24.4,25,22.2,25]
[198.16666666665651,"2011-07-18","04:00:00",23.3,71.960000000000008,"WEEKDAY","On","1987-07-18","04:00:00",21.1,75.92,null,null,"1991-07-18","04:00:00",22.8,66.92,null,null,"1994-07-18","04:00:00",24.4,73.94,null,null,null,null,22.8,73.039999999999992,null,null,null,null,18,66.02,null,null,null,null,15.6,60.08,null,null,null,null,20,68,null,null,null,null,20,62.06,null,null,null,null,17.8,71.06,null,null,null,null,16.100000000000001,71.06,null,null,null,null,22.2,69.800000000000011,null,null,{"$error":"#N/A"},null,null,null,null,null,null,null,null,null,null,null,null,null,null,null,null,null,null,null,null,null,null,null,null,null,null,null,null,null,null,null,null,null,null,null,null,null,null,null,null,null,null,null,null,null,null,null,null,null,4756,22.2,24.4,19.399999999999999,23.3,22.8,18.899999999999999,15.6,20,16.7,21.7,21.7,21]
[199.62499999998951,"2011-07-19","15:00:00",30.6,82.94,"WEEKDAY","On","1987-07-19","15:00:00",30,89.960000000000008,null,null,"1991-07-19","15:00:00",33.299999999999997,78.98,null,null,"1994-07-19","15:00:00",27.8,87.98,null,null,null,null,27.2,87.080000000000013,null,null,null,null,25,80.06,null,null,null,null,28.3,75.02,null,null,null,null,35,84.02,null,null,null,null,30.6,78.98,null,null,null,null,31.1,73.039999999999992,null,null,null,null,26.1,84.02,null,null,null,null,30,91.94,null,null,{"$error":"#N/A"},null,null,null,null,null,null,null,null,null,null,null,null,null,null,null,null,null,null,null,null,null,null,null,null,null,null,null,null,null,null,null,null,null,null,null,null,null,null,null,null,null,null,null,null,null,null,null,null,null,4791,28.3,32.200000000000003,26.1,31.1,30.6,26.7,23.9,28.9,26.1,22.8,28.9,33.299999999999997]
[200.33333333332268,"2011-07-20","08:00:00",28.3,71.960000000000008,"WEEKDAY","On","1987-07-20","08:00:00",23.9,75.02,null,null,"1991-07-20","08:00:00",25.6,73.94,null,null,"1994-07-20","08:00:00",25.6,87.080000000000013,null,null,null,null,25,77,null,null,null,null,19,71.06,null,null,null,null,22.8,60.980000000000004,null,null,null,null,24.6,69.080000000000013,null,null,null,null,26.1,66.92,null,null,null,null,26.1,78.080000000000013,null,null,null,null,21.1,77,null,null,null,null,20,71.599999999999994,null,null,{"$error":"#N/A"},null,null,null,null,null,null,null,null,null,null,null,null,null,null,null,null,null,null,null,null,null,null,null,null,null,null,null,null,null,null,null,null,null,null,null,null,null,null,null,null,null,null,null,null,null,null,null,null,null,4808,22.2,23.9,23.3,30.6,25,21.7,16.100000000000001,20.6,19.399999999999999,25.6,25,22]
[202.4583333333222,"2011-07-22","11:00:00",30,77,"WEEKDAY","On","1987-07-22","11:00:00",28.9,86,null,null,"1991-07-22","11:00:00",28.9,77,null,null,"1994-07-22","11:00:00",27.2,82.039999999999992,null,null,null,null,28.9,82.039999999999992,null,null,null,null,22,75.02,null,null,null,null,26.7,71.960000000000008,null,null,null,null,22.4,78.080000000000013,null,null,null,null,25,80.06,null,null,null,null,21.7,69.080000000000013,null,null,null,null,31.1,66.92,null,null,null,null,25.6,69.98,null,null,{"$error":"#N/A"},null,null,null,null,null,null,null,null,null,null,null,null,null,null,null,null,null,null,null,null,null,null,null,null,null,null,null,null,null,null,null,null,null,null,null,null,null,null,null,null,null,null,null,null,null,null,null,null,null,4859,25,30,25,27.8,27.8,23.9,22.2,25.6,26.7,20.6,19.399999999999999,21.1]
[203.9166666666552,"2011-07-23","22:00:00",24.4,78.98,"SATURDAY","On","1987-07-23","22:00:00",25,84.92,null,null,"1991-07-23","22:00:00",22.2,75.02,null,null,"1994-07-23","22:00:00",22.8,78.080000000000013,null,null,null,null,23.3,78.98,null,null,null,null,17,75.02,null,null,null,null,20.6,69.98,null,null,null,null,17.8,78.98,null,null,null,null,18.899999999999999,80.06,null,null,null,null,20,66.92,null,null,null,null,23.9,62.96,null,null,null,null,18.3,73.039999999999992,null,null,{"$error":"#N/A"},null,null,null,null,null,null,null,null,null,null,null,null,null,null,null,null,null,null,null,null,null,null,null,null,null,null,null,null,null,null,null,null,null,null,null,null,null,null,null,null,null,null,null,null,null,null,null,null,null,4894,26.1,29.4,23.9,25.6,26.1,23.9,21.1,26.1,26.7,19.399999999999999,17.2,22.8]
[204.62499999998838,"2011-07-24","15:00:00",31.7,84.92,"SUNDAY","On","1987-07-24","15:00:00",32.799999999999997,96.08,null,null,"1991-07-24","15:00:00",28.9,80.960000000000008,null,null,"1994-07-24","15:00:00",27.8,84.92,null,null,null,null,28.3,95,null,null,null,null,26,84.02,null,null,null,null,23.9,73.94,null,null,null,null,29.4,89.06,null,null,null,null,27.2,87.080000000000013,null,null,null,null,25.6,78.98,null,null,null,null,29.4,78.080000000000013,null,null,null,null,27.8,62.96,null,null,{"$error":"#N/A"},null,null,null,null,null,null,null,null,null,null,null,null,null,null,null,null,null,null,null,null,null,null,null,null,null,null,null,null,null,null,null,null,null,null,null,null,null,null,null,null,null,null,null,null,null,null,null,null,null,4911,29.4,35.6,27.2,29.4,35,28.9,23.3,31.7,30.6,26.1,25.6,17.2]
[207.08333333332115,"2011-07-27","02:00:00",23.3,80.06,"WEEKDAY","On","1987-07-27","02:00:00",23.3,71.960000000000008,null,null,"1991-07-27","02:00:00",18.3,73.94,null,null,"1994-07-27","02:00:00",22.2,75.92,null,null,null,null,22.8,73.039999999999992,null,null,null,null,18,68,null,null,null,null,20,68,null,null,null,null,11.7,73.039999999999992,null,null,null,null,18.3,69.98,null,null,null,null,20.6,69.080000000000013,null,null,null,null,18.3,64.94,null,null,null,null,16.100000000000001,51.8,null,null,{"$error":"#N/A"},null,null,null,null,null,null,null,null,null,null,null,null,null,null,null,null,null,null,null,null,null,null,null,null,null,null,null,null,null,null,null,null,null,null,null,null,null,null,null,null,null,null,null,null,null,null,null,null,null,4970,26.7,22.2,23.3,24.4,22.8,20,20,22.8,21.1,20.6,18.3,11]
[208.16666666665424,"2011-07-28","04:00:00",23.9,71.960000000000008,"WEEKDAY","On","1987-07-28","04:00:00",21.7,75.02,null,null,"1991-07-28","04:00:00",15.6,66.02,null,null,"1994-07-28","04:00:00",22.8,73.039999999999992,null,null,null,null,24.4,69.98,null,null,null,null,15,66.92,null,null,null,null,17.8,62.96,null,null,null,null,7.8,66.02,null,null,null,null,17.8,62.06,null,null,null,null,19.399999999999999,75.02,null,null,null,null,17.8,71.06,null,null,null,null,16.100000000000001,66.92,null,null,{"$error":"#N/A"},null,null,null,null,null,null,null,null,null,null,null,null,null,null,null,null,null,null,null,null,null,null,null,null,null,null,null,null,null,null,null,null,null,null,null,null,null,null,null,null,null,null,null,null,null,null,null,null,null,4996,22.2,23.9,18.899999999999999,22.8,21.1,19.399999999999999,17.2,18.899999999999999,16.7,23.9,21.7,19.399999999999999]
[208.87499999998741,"2011-07-28","21:00:00",24.4,82.94,"WEEKDAY","On","1987-07-28","21:00:00",25,82.94,null,null,"1991-07-28","21:00:00",18.3,73.039999999999992,null,null,"1994-07-28","21:00:00",24.4,80.06,null,null,null,null,22.8,75.92,null,null,null,null,21,71.960000000000008,null,null,null,null,16.100000000000001,66.02,null,null,null,null,20,77,null,null,null,null,23.3,75.92,null,null,null,null,21.1,75.92,null,null,null,null,21.1,77,null,null,null,null,21.1,62.96,null,null,{"$error":"#N/A"},null,null,null,null,null,null,null,null,null,null,null,null,null,null,null,null,null,null,null,null,null,null,null,null,null,null,null,null,null,null,null,null,null,null,null,null,null,null,null,null,null,null,null,null,null,null,null,null,null,5013,28.3,28.3,22.8,26.7,24.4,22.2,18.899999999999999,25,24.4,24.4,25,17.2]
[210.33333333332041,"2011-07-30","08:00:00",27.2,73.94,"SATURDAY","On","1987-07-30","08:00:00",23.9,69.080000000000013,null,null,"1991-07-30","08:00:00",19.399999999999999,73.039999999999992,null,null,"1994-07-30","08:00:00",23.9,78.98,null,null,null,null,24.4,68,null,null,null,null,19,68,null,null,null,null,15.6,62.96,null,null,null,null,19.100000000000001,69.98,null,null,null,null,25,69.98,null,null,null,null,20.6,71.06,null,null,null,null,20,73.039999999999992,null,null,null,null,26.7,64.039999999999992,null,null,{"$error":"#N/A"},null,null,null,null,null,null,null,null,null,null,null,null,null,null,null,null,null,null,null,null,null,null,null,null,null,null,null,null,null,null,null,null,null,null,null,null,null,null,null,null,null,null,null,null,null,null,null,null,null,5048,23.3,20.6,22.8,26.1,20,20,17.2,21.1,21.1,21.7,22.8,17.8]
[212.45833333331993,"2011-08-01","11:00:00",24.4,80.06,"WEEKDAY","On","1987-08-01","11:00:00",25.6,71.06,null,null,"1994-08-01","11:00:00",26.1,73.94,null,null,"1995-08-01","11:00:00",30.6,80.960000000000008,null,null,null,null,31.1,71.06,null,null,null,null,28.3,82.039999999999992,null,null,null,null,20,73.039999999999992,null,null,null,null,21.7,80.06,null,null,null,null,27.8,80.960000000000008,null,null,null,null,20.6,75.02,null,null,null,null,23.9,77,null,null,null,null,24.4,84.92,null,null,{"$error":"#N/A"},null,null,null,null,null,null,null,null,null,null,null,null,null,null,null,null,null,null,null,null,null,null,null,null,null,null,null,null,null,null,null,null,null,null,null,null,null,null,null,null,null,null,null,null,null,null,null,null,null,5099,26.7,21.7,23.3,27.2,21.7,27.8,22.8,26.7,27.2,23.9,25,29.4]
[213.91666666665293,"2011-08-02","22:00:00",23.3,78.080000000000013,"WEEKDAY","On","1987-08-02","22:00:00",23.9,78.080000000000013,null,null,"1994-08-02","22:00:00",23.3,73.94,null,null,"1995-08-02","22:00:00",27.8,75.02,null,null,null,null,22.2,77,null,null,null,null,23.8,71.06,null,null,null,null,16.7,69.080000000000013,null,null,null,null,14.4,75.02,null,null,null,null,23.9,69.080000000000013,null,null,null,null,17.2,71.960000000000008,null,null,null,null,20,75.02,null,null,null,null,22.2,69.080000000000013,null,null,{"$error":"#N/A"},null,null,null,null,null,null,null,null,null,null,null,null,null,null,null,null,null,null,null,null,null,null,null,null,null,null,null,null,null,null,null,null,null,null,null,null,null,null,null,null,null,null,null,null,null,null,null,null,null,5134,25.6,25.6,23.3,23.9,25,21.7,20.6,23.9,20.6,22.2,23.9,20.6]
[214.6249999999861,"2011-08-03","15:00:00",29.4,84.92,"WEEKDAY","On","1987-08-03","15:00:00",31.1,86,null,null,"1994-08-03","15:00:00",28.8,84.92,null,null,"1995-08-03","15:00:00",28.9,82.039999999999992,null,null,null,null,28.3,82.039999999999992,null,null,null,null,31.6,87.080000000000013,null,null,null,null,25.6,77,null,null,null,null,26.1,77,null,null,null,null,21.7,89.06,null,null,null,null,27.2,82.039999999999992,null,null,null,null,29.4,84.92,null,null,null,null,21.7,84.92,null,null,{"$error":"#N/A"},null,null,null,null,null,null,null,null,null,null,null,null,null,null,null,null,null,null,null,null,null,null,null,null,null,null,null,null,null,null,null,null,null,null,null,null,null,null,null,null,null,null,null,null,null,null,null,null,null,5151,29.4,30,29.4,27.8,27.8,30.6,25,25,31.7,27.8,29.4,29.4]
[216.74999999998562,"2011-08-05","18:00:00",27.2,77,"WEEKDAY","On","1987-08-05","18:00:00",21.7,78.080000000000013,null,null,"1994-08-05","18:00:00",17.2,77,null,null,"1995-08-05","18:00:00",24.4,75.02,null,null,null,null,27.8,75.02,null,null,null,null,16.100000000000001,82.039999999999992,null,null,null,null,23.9,69.080000000000013,null,null,null,null,27.2,75.02,null,null,null,null,23.3,84.02,null,null,null,null,26.1,82.94,null,null,null,null,21.7,73.039999999999992,null,null,null,null,25.6,87.98,null,null,{"$error":"#N/A"},null,null,null,null,null,null,null,null,null,null,null,null,null,null,null,null,null,null,null,null,null,null,null,null,null,null,null,null,null,null,null,null,null,null,null,null,null,null,null,null,null,null,null,null,null,null,null,null,null,5202,25,25.6,25,23.9,23.9,27.8,20.6,23.9,28.9,28.3,22.8,31.1]
[218.12499999998531,"2011-08-07","03:00:00",22.2,75.92,"SUNDAY","On","1987-08-07","03:00:00",21.1,73.94,null,null,"1994-08-07","03:00:00",12.3,64.94,null,null,"1995-08-07","03:00:00",18.899999999999999,73.94,null,null,null,null,17.2,69.080000000000013,null,null,null,null,9.4,69.080000000000013,null,null,null,null,17.8,53.96,null,null,null,null,18.3,57.019999999999996,null,null,null,null,20,75.92,null,null,null,null,20,68,null,null,null,null,18.3,55.94,null,null,null,null,13.9,59,null,null,{"$error":"#N/A"},null,null,null,null,null,null,null,null,null,null,null,null,null,null,null,null,null,null,null,null,null,null,null,null,null,null,null,null,null,null,null,null,null,null,null,null,null,null,null,null,null,null,null,null,null,null,null,null,null,5235,24.4,23.3,18.3,23.3,20.6,20.6,12.2,13.9,24.4,20,13.3,15]
[218.87499999998514,"2011-08-07","21:00:00",23.9,71.960000000000008,"SUNDAY","On","1987-08-07","21:00:00",22.2,73.94,null,null,"1994-08-07","21:00:00",16.100000000000001,69.98,null,null,"1995-08-07","21:00:00",20,69.98,null,null,null,null,20,73.94,null,null,null,null,16.100000000000001,71.06,null,null,null,null,17.8,64.94,null,null,null,null,22.8,69.080000000000013,null,null,null,null,22.8,82.94,null,null,null,null,22.2,73.039999999999992,null,null,null,null,18.899999999999999,62.96,null,null,null,null,23.3,62.96,null,null,{"$error":"#N/A"},null,null,null,null,null,null,null,null,null,null,null,null,null,null,null,null,null,null,null,null,null,null,null,null,null,null,null,null,null,null,null,null,null,null,null,null,null,null,null,null,null,null,null,null,null,null,null,null,null,5253,22.2,23.3,21.1,21.1,23.3,21.7,18.3,20.6,28.3,22.8,17.2,17.2]
[220.99999999998465,"2011-08-09",1,24.4,75.92,"WEEKDAY","On","1987-08-09",1,20.6,73.039999999999992,null,null,"1994-08-09",1,19.399999999999999,68,null,null,"1995-08-09",1,20,73.94,null,null,null,null,18.899999999999999,69.98,null,null,null,null,20.5,64.039999999999992,null,null,null,null,19.399999999999999,64.039999999999992,null,null,null,null,17.2,69.98,null,null,null,null,20,66.02,null,null,null,null,17.8,64.94,null,null,null,null,17.8,64.94,null,null,null,null,19.399999999999999,62.96,null,null,{"$error":"#N/A"},null,null,null,null,null,null,null,null,null,null,null,null,null,null,null,null,null,null,null,null,null,null,null,null,null,null,null,null,null,null,null,null,null,null,null,null,null,null,null,null,null,null,null,null,null,null,null,null,null,5304,24.4,22.8,20,23.3,21.1,17.8,17.8,21.1,18.899999999999999,18.3,18.3,17.2]
[222.45833333331765,"2011-08-11","11:00:00",26.7,75.92,"WEEKDAY","On","1987-08-11","11:00:00",26.7,87.98,null,null,"1994-08-11","11:00:00",22.3,87.080000000000013,null,null,"1995-08-11","11:00:00",27.8,77,null,null,null,null,27.2,87.98,null,null,null,null,21.6,77,null,null,null,null,23.3,68,null,null,null,null,26.7,71.06,null,null,null,null,22.2,73.94,null,null,null,null,22.2,73.039999999999992,null,null,null,null,25,86,null,null,null,null,24.4,69.080000000000013,null,null,{"$error":"#N/A"},null,null,null,null,null,null,null,null,null,null,null,null,null,null,null,null,null,null,null,null,null,null,null,null,null,null,null,null,null,null,null,null,null,null,null,null,null,null,null,null,null,null,null,null,null,null,null,null,null,5339,24.4,31.1,30.6,25,31.1,25,20,21.7,23.3,22.8,30,20.6]
[223.16666666665083,"2011-08-12","04:00:00",22.2,73.039999999999992,"WEEKDAY","On","1987-08-12","04:00:00",17.8,78.98,null,null,"1994-08-12","04:00:00",17.7,73.039999999999992,null,null,"1995-08-12","04:00:00",22.8,69.98,null,null,null,null,21.1,73.039999999999992,null,null,null,null,18.5,55.040000000000006,null,null,null,null,14.4,60.980000000000004,null,null,null,null,16.7,64.94,null,null,null,null,15.6,55.94,null,null,null,null,13.3,64.94,null,null,null,null,17.2,73.039999999999992,null,null,null,null,14.4,66.2,null,null,{"$error":"#N/A"},null,null,null,null,null,null,null,null,null,null,null,null,null,null,null,null,null,null,null,null,null,null,null,null,null,null,null,null,null,null,null,null,null,null,null,null,null,null,null,null,null,null,null,null,null,null,null,null,null,5356,22.8,26.1,22.8,21.1,22.8,12.8,16.100000000000001,18.3,13.3,18.3,22.8,19]
[224.62499999998383,"2011-08-13","15:00:00",25.6,78.080000000000013,"SATURDAY","On","1987-08-13","15:00:00",23.9,82.039999999999992,null,null,"1994-08-13","15:00:00",27.7,82.94,null,null,"1995-08-13","15:00:00",30.6,75.92,null,null,null,null,30.6,82.039999999999992,null,null,null,null,30.5,78.080000000000013,null,null,null,null,28.3,71.960000000000008,null,null,null,null,27.8,78.080000000000013,null,null,null,null,24.4,78.080000000000013,null,null,null,null,30,77,null,null,null,null,19.399999999999999,82.039999999999992,null,null,null,null,29.4,73.039999999999992,null,null,{"$error":"#N/A"},null,null,null,null,null,null,null,null,null,null,null,null,null,null,null,null,null,null,null,null,null,null,null,null,null,null,null,null,null,null,null,null,null,null,null,null,null,null,null,null,null,null,null,null,null,null,null,null,null,5391,25.6,27.8,28.3,24.4,27.8,25.6,22.2,25.6,25.6,25,27.8,22.8]
[226.74999999998334,"2011-08-15","18:00:00",25.6,{"$f":"CONVERT(CHOOSE($D$9,D5460,DU5460), \"C\", \"F\")","v":78.080000000000013},"WEEKDAY","On","1987-08-15","18:00:00",26.7,{"$f":"CONVERT(CHOOSE($D$9,J5460,DV5460), \"C\", \"F\")","v":80.960000000000008},null,null,"1994-08-15","18:00:00",21.6,{"$f":"CONVERT(CHOOSE($D$9,P5460,DW5460), \"C\", \"F\")","v":78.98},null,null,"1995-08-15","18:00:00",26.7,{"$f":"CONVERT(CHOOSE($D$9,V5460,DX5460), \"C\", \"F\")","v":73.039999999999992},null,null,null,null,25.6,{"$f":"CONVERT(CHOOSE($D$9,AB5460,DY5460), \"C\", \"F\")","v":82.039999999999992},null,null,null,null,21.6,{"$f":"CONVERT(CHOOSE($D$9,AH5460,DZ5460), \"C\", \"F\")","v":80.06},null,null,null,null,27.8,{"$f":"CONVERT(CHOOSE($D$9,AN5460,EA5460), \"C\", \"F\")","v":71.960000000000008},null,null,null,null,25,{"$f":"CONVERT(CHOOSE($D$9,AT5460,EB5460), \"C\", \"F\")","v":73.94},null,null,null,null,26.7,{"$f":"CONVERT(CHOOSE($D$9,AZ5460,EC5460), \"C\", \"F\")","v":80.06},null,null,null,null,18.3,{"$f":"CONVERT(CHOOSE($D$9,BF5460,ED5460), \"C\", \"F\")","v":73.039999999999992},null,null,null,null,25,{"$f":"CONVERT(CHOOSE($D$9,BL5460,EE5460), \"C\", \"F\")","v":78.98},null,null,null,null,32.799999999999997,{"$f":"CONVERT(CHOOSE($D$9,BR5460,EF5460), \"C\", \"F\")","v":73.94},null,null,{"$error":"#N/A"},null,null,null,null,null,null,null,null,null,null,null,null,null,null,null,null,null,null,null,null,null,null,null,null,null,null,null,null,null,null,null,null,null,null,null,null,null,null,null,null,null,null,null,null,null,null,null,null,null,5442,25.6,27.2,26.1,22.8,27.8,26.7,22.2,23.3,26.7,22.8,26.1,23.3]
[227.33333333331655,"2011-08-16","08:00:00",24.4,71.06,"WEEKDAY","On","1987-08-16","08:00:00",25.6,73.94,null,null,"1994-08-16","08:00:00",22.7,71.06,null,null,"1995-08-16","08:00:00",25,69.080000000000013,null,null,null,null,26.1,73.94,null,null,null,null,16.600000000000001,69.98,null,null,null,null,17.2,64.039999999999992,null,null,null,null,19.399999999999999,66.02,null,null,null,null,20,64.039999999999992,null,null,null,null,18.899999999999999,66.02,null,null,null,null,19.399999999999999,64.94,null,null,null,null,26.7,68,null,null,{"$error":"#N/A"},null,null,null,null,null,null,null,null,null,null,null,null,null,null,null,null,null,null,null,null,null,null,null,null,null,null,null,null,null,null,null,null,null,null,null,null,null,null,null,null,null,null,null,null,null,null,null,null,null,5456,21.7,23.3,21.7,20.6,23.3,21.1,17.8,18.899999999999999,17.8,18.899999999999999,18.3,20]
[228.87499999998286,"2011-08-17","21:00:00",23,77,"WEEKDAY","On","1987-08-17","21:00:00",29.4,69.800000000000011,null,null,"1994-08-17","21:00:00",20,66.02,null,null,"1995-08-17","21:00:00",28.3,73.94,null,null,null,null,26.1,66.02,null,null,null,null,21.1,69.98,null,null,null,null,20.6,75.92,null,null,null,null,16.7,78.080000000000013,null,null,null,null,12.2,64.94,null,null,null,null,20.6,73.039999999999992,null,null,null,null,23.3,66.92,null,null,null,null,21.7,64.94,null,null,{"$error":"#N/A"},null,null,null,null,null,null,null,null,null,null,null,null,null,null,null,null,null,null,null,null,null,null,null,null,null,null,null,null,null,null,null,null,null,null,null,null,null,null,null,null,null,null,null,null,null,null,null,null,null,5493,25,21,18.899999999999999,23.3,18.899999999999999,21.1,24.4,25.6,18.3,22.8,19.399999999999999,18.3]
[230.99999999998238,"2011-08-19",1,18.899999999999999,80.06,"WEEKDAY","On","1987-08-19",1,22.8,75.02,null,null,"1994-08-19",1,18.8,64.94,null,null,"1995-08-19",1,18.3,75.02,null,null,null,null,24.4,69.080000000000013,null,null,null,null,20.7,69.98,null,null,null,null,17.8,71.06,null,null,null,null,20.6,75.92,null,null,null,null,11.7,66.92,null,null,null,null,17.8,71.06,null,null,null,null,16.100000000000001,62.96,null,null,null,null,20,51.980000000000004,null,null,{"$error":"#N/A"},null,null,null,null,null,null,null,null,null,null,null,null,null,null,null,null,null,null,null,null,null,null,null,null,null,null,null,null,null,null,null,null,null,null,null,null,null,null,null,null,null,null,null,null,null,null,null,null,null,5544,26.7,23.9,18.3,23.9,20.6,21.1,21.7,24.4,19.399999999999999,21.7,17.2,11.1]
[231.70833333331555,"2011-08-20","17:00:00",26.1,87.98,"SATURDAY","On","1987-08-20","17:00:00",27.2,73.94,null,null,"1994-08-20","17:00:00",25,71.06,null,null,"1995-08-20","17:00:00",25,84.02,null,null,null,null,24.4,71.960000000000008,null,null,null,null,28.8,87.98,null,null,null,null,21.7,73.94,null,null,null,null,25.6,87.080000000000013,null,null,null,null,17.8,87.080000000000013,null,null,null,null,20.6,86,null,null,null,null,16.100000000000001,71.06,null,null,null,null,21.7,75.92,null,null,{"$error":"#N/A"},null,null,null,null,null,null,null,null,null,null,null,null,null,null,null,null,null,null,null,null,null,null,null,null,null,null,null,null,null,null,null,null,null,null,null,null,null,null,null,null,null,null,null,null,null,null,null,null,null,5561,31.1,23.3,21.7,28.9,22.2,31.1,23.3,30.6,30.6,30,21.7,24.4]
[233.16666666664855,"2011-08-22","04:00:00",21.7,78.98,"WEEKDAY","On","1987-08-22","04:00:00",22.2,69.080000000000013,null,null,"1994-08-22","04:00:00",19.399999999999999,64.039999999999992,null,null,"1995-08-22","04:00:00",26.1,75.02,null,null,null,null,17.2,64.94,null,null,null,null,20.5,66.92,null,null,null,null,12.8,55.040000000000006,null,null,null,null,16.7,60.08,null,null,null,null,12.2,68,null,null,null,null,14.4,69.080000000000013,null,null,null,null,17.2,59,null,null,null,null,10,53.96,null,null,{"$error":"#N/A"},null,null,null,null,null,null,null,null,null,null,null,null,null,null,null,null,null,null,null,null,null,null,null,null,null,null,null,null,null,null,null,null,null,null,null,null,null,null,null,null,null,null,null,null,null,null,null,null,null,5596,26.1,20.6,17.8,23.9,18.3,19.399999999999999,12.8,15.6,20,20.6,15,12.2]
[235.29166666664807,"2011-08-24","07:00:00",25.6,66.92,"WEEKDAY","On","1987-08-24","07:00:00",16.100000000000001,75.92,null,null,"1994-08-24","07:00:00",13.3,73.94,null,null,"1995-08-24","07:00:00",22.2,66.02,null,null,null,null,18.3,75.2,null,null,null,null,10.5,59,null,null,null,null,13.9,60.980000000000004,null,null,null,null,13.9,71.06,null,null,null,null,18.3,69.98,null,null,null,null,15,57.92,null,null,null,null,20,68,null,null,null,null,10.6,66.02,null,null,{"$error":"#N/A"},null,null,null,null,null,null,null,null,null,null,null,null,null,null,null,null,null,null,null,null,null,null,null,null,null,null,null,null,null,null,null,null,null,null,null,null,null,null,null,null,null,null,null,null,null,null,null,null,null,5647,19.399999999999999,24.4,23.3,18.899999999999999,24,15,16.100000000000001,21.7,21.1,14.4,20,18.899999999999999]
[236.74999999998107,"2011-08-25","18:00:00",30,73.94,"WEEKDAY","On","1987-08-25","18:00:00",22.2,87.080000000000013,null,null,"1994-08-25","18:00:00",20,80.960000000000008,null,null,"1995-08-25","18:00:00",25.6,71.06,null,null,null,null,25.6,78.98,null,null,null,null,25,71.06,null,null,null,null,19.399999999999999,64.94,null,null,null,null,20,78.080000000000013,null,null,null,null,23.3,78.080000000000013,null,null,null,null,22.2,73.039999999999992,null,null,null,null,26.1,82.94,null,null,null,null,18.3,78.080000000000013,null,null,{"$error":"#N/A"},null,null,null,null,null,null,null,null,null,null,null,null,null,null,null,null,null,null,null,null,null,null,null,null,null,null,null,null,null,null,null,null,null,null,null,null,null,null,null,null,null,null,null,null,null,null,null,null,null,5682,23.3,30.6,27.2,21.7,26.1,21.7,18.3,25.6,25.6,22.8,28.3,25.6]
[238.0833333333141,"2011-08-27","02:00:00",25,66.92,"SATURDAY","On","1987-08-27","02:00:00",21.7,71.960000000000008,null,null,"1994-08-27","02:00:00",20,69.080000000000013,null,null,"1995-08-27","02:00:00",22.2,62.06,null,null,null,null,19.399999999999999,69.98,null,null,null,null,19.399999999999999,55.040000000000006,null,null,null,null,17.2,59,null,null,null,null,22.8,66.02,null,null,null,null,18.899999999999999,66.92,null,null,null,null,20.6,64.94,null,null,null,null,21.7,64.039999999999992,null,null,null,null,9.4,62.06,null,null,{"$error":"#N/A"},null,null,null,null,null,null,null,null,null,null,null,null,null,null,null,null,null,null,null,null,null,null,null,null,null,null,null,null,null,null,null,null,null,null,null,null,null,null,null,null,null,null,null,null,null,null,null,null,null,5714,19.399999999999999,22.2,20.6,16.7,21.1,12.8,15,18.899999999999999,19.399999999999999,18.3,17.8,16.7]
[239.5416666666471,"2011-08-28","13:00:00",26.7,73.039999999999992,"SUNDAY","On","1987-08-28","13:00:00",17.8,86,null,null,"1994-08-28","13:00:00",28.8,84.92,null,null,"1995-08-28","13:00:00",26.1,71.06,null,null,null,null,21.1,84.92,null,null,null,null,29.4,78.98,null,null,null,null,22.8,68,null,null,null,null,24.4,73.039999999999992,null,null,null,null,26.1,82.94,null,null,null,null,25,78.98,null,null,null,null,26.1,82.039999999999992,null,null,null,null,19.399999999999999,78.98,null,null,{"$error":"#N/A"},null,null,null,null,null,null,null,null,null,null,null,null,null,null,null,null,null,null,null,null,null,null,null,null,null,null,null,null,null,null,null,null,null,null,null,null,null,null,null,null,null,null,null,null,null,null,null,null,null,5749,22.8,30,29.4,21.7,29.4,26.1,20,22.8,28.3,26.1,27.8,26.1]
[240.9999999999801,"2011-08-29",1,25.6,73.94,"WEEKDAY","On","1987-08-29",1,17.8,73.039999999999992,null,null,"1994-08-29",1,15.5,71.06,null,null,"1995-08-29",1,22.2,71.06,null,null,null,null,16.7,71.960000000000008,null,null,null,null,11.6,57.92,null,null,null,null,15.6,64.039999999999992,null,null,null,null,15.6,64.94,null,null,null,null,19.399999999999999,78.98,null,null,null,null,20,68,null,null,null,null,16.7,64.94,null,null,null,null,16.7,55.400000000000006,null,null,{"$error":"#N/A"},null,null,null,null,null,null,null,null,null,null,null,null,null,null,null,null,null,null,null,null,null,null,null,null,null,null,null,null,null,null,null,null,null,null,null,null,null,null,null,null,null,null,null,null,null,null,null,null,null,5784,23.3,22.8,21.7,21.7,22.2,14.4,17.8,18.3,26.1,20,18.3,13]
[241.70833333331328,"2011-08-30","17:00:00",30,87.98,"WEEKDAY","On","1987-08-30","17:00:00",23.3,80.06,null,null,"1994-08-30","17:00:00",22.7,78.800000000000011,null,null,"1995-08-30","17:00:00",28.3,78.98,null,null,null,null,19.399999999999999,75.02,null,null,null,null,23.3,82.94,null,null,null,null,16.100000000000001,78.080000000000013,null,null,null,null,17.2,80.960000000000008,null,null,null,null,26.7,69.080000000000013,null,null,null,null,15,73.94,null,null,null,null,23.3,69.98,null,null,null,null,23.9,73.94,null,null,{"$error":"#N/A"},null,null,null,null,null,null,null,null,null,null,null,null,null,null,null,null,null,null,null,null,null,null,null,null,null,null,null,null,null,null,null,null,null,null,null,null,null,null,null,null,null,null,null,null,null,null,null,null,null,5801,31.1,26.7,26,26.1,23.9,28.3,25.6,27.2,20.6,23.3,21.1,23.3]
[243.16666666664628,"2011-09-01","04:00:00",23.3,67.099999999999994,"WEEKDAY","On","1979-09-01","04:00:00",20.6,75.2,null,null,"2003-09-01","04:00:00",17,73.22,null,null,"1995-09-01","04:00:00",22.2,75.02,null,null,null,null,17.8,62.42,null,null,null,null,11,62.6,null,null,null,null,13.3,66.740000000000009,null,null,null,null,11.7,54.5,null,null,null,null,21.1,68.72,null,null,null,null,15.6,60.8,null,null,null,null,12.2,57.74,null,null,null,null,20.6,48.019999999999996,null,null,{"$error":"#N/A"},null,null,null,null,null,null,null,null,null,null,null,null,null,null,null,null,null,null,null,null,null,null,null,null,null,null,null,null,null,null,null,null,null,null,null,null,null,null,null,null,null,null,null,null,null,null,null,null,null,5836,19.5,24,22.9,23.9,16.899999999999999,17,19.3,12.5,20.399999999999999,16,14.3,8.9]
[245.2916666666458,"2011-09-03","07:00:00",18.899999999999999,71.06,"SATURDAY","On","1979-09-03","07:00:00",23.9,71.960000000000008,null,null,"2003-09-03","07:00:00",16,71.960000000000008,null,null,"1995-09-03","07:00:00",18.899999999999999,75.02,null,null,null,null,18.3,69.98,null,null,null,null,17,59,null,null,null,null,4.4000000000000004,62.06,null,null,null,null,14.4,62.06,null,null,null,null,16.100000000000001,64.400000000000006,null,null,null,null,9.4,60.980000000000004,null,null,null,null,14.4,60.8,null,null,null,null,16.100000000000001,51.980000000000004,null,null,{"$error":"#N/A"},null,null,null,null,null,null,null,null,null,null,null,null,null,null,null,null,null,null,null,null,null,null,null,null,null,null,null,null,null,null,null,null,null,null,null,null,null,null,null,null,null,null,null,null,null,null,null,null,null,5887,21.7,22.2,22.2,23.9,21.1,15,16.7,16.7,18,16.100000000000001,16,11.1]
[245.99999999997897,"2011-09-03",1,21.1,77,"SATURDAY","On","1979-09-03",1,25.4,75.02,null,null,"2003-09-03",1,17.399999999999999,64.94,null,null,"1995-09-03",1,20.6,71.960000000000008,null,null,null,null,20.6,75.92,null,null,null,null,17,57.92,null,null,null,null,13.5,62.96,null,null,null,null,12.8,69.98,null,null,null,null,17.2,62.96,null,null,null,null,10,75.92,null,null,null,null,13.9,73.94,null,null,null,null,11.8,62.06,null,null,{"$error":"#N/A"},null,null,null,null,null,null,null,null,null,null,null,null,null,null,null,null,null,null,null,null,null,null,null,null,null,null,null,null,null,null,null,null,null,null,null,null,null,null,null,null,null,null,null,null,null,null,null,null,null,5904,25,23.9,18.3,22.2,24.4,14.4,17.2,21.1,17.2,24.4,23.3,16.7]
[247.45833333331197,"2011-09-05","11:00:00",21.7,80.06,"WEEKDAY","On","1979-09-05","11:00:00",27.6,80.06,null,null,"2003-09-05","11:00:00",22,80.960000000000008,null,null,"1995-09-05","11:00:00",25.6,78.98,null,null,null,null,20.6,82.039999999999992,null,null,null,null,25,75.92,null,null,null,null,16.100000000000001,78.98,null,null,null,null,21.1,66.02,null,null,null,null,14.4,84.02,null,null,null,null,17.8,64.94,null,null,null,null,20,69.98,null,null,null,null,24.8,66.02,null,null,{"$error":"#N/A"},null,null,null,null,null,null,null,null,null,null,null,null,null,null,null,null,null,null,null,null,null,null,null,null,null,null,null,null,null,null,null,null,null,null,null,null,null,null,null,null,null,null,null,null,null,null,null,null,null,5939,26.7,26.7,27.2,26.1,27.8,24.4,26.1,18.899999999999999,28.9,18.3,21.1,18.899999999999999]
[249.12499999997826,"2011-09-07","03:00:00",20,71.960000000000008,"WEEKDAY","On","1979-09-07","03:00:00",22.9,66.02,null,null,"2003-09-07","03:00:00",13,62.96,null,null,"1995-09-07","03:00:00",22.2,66.92,null,null,null,null,18.3,64.039999999999992,null,null,null,null,22,66.92,null,null,null,null,9.1999999999999993,55.040000000000006,null,null,null,null,21.7,57.92,null,null,null,null,9.4,59,null,null,null,null,15,57.019999999999996,null,null,null,null,17.8,57.92,null,null,null,null,11.1,57.92,null,null,{"$error":"#N/A"},null,null,null,null,null,null,null,null,null,null,null,null,null,null,null,null,null,null,null,null,null,null,null,null,null,null,null,null,null,null,null,null,null,null,null,null,null,null,null,null,null,null,null,null,null,null,null,null,null,5979,22.2,18.899999999999999,17.2,19.399999999999999,17.8,19.399999999999999,12.8,14.4,15,13.9,14.4,14.4]
[250.249999999978,"2011-09-08","06:00:00",20,71.06,"WEEKDAY","On","1979-09-08","06:00:00",19.100000000000001,66.02,null,null,"2003-09-08","06:00:00",17,60.08,null,null,"1995-09-08","06:00:00",21.7,66.02,null,null,null,null,22.8,62.96,null,null,null,null,18,66.92,null,null,null,null,15,46.04,null,null,null,null,8.9,53.96,null,null,null,null,12.8,50,null,null,null,null,18.3,57.019999999999996,null,null,null,null,11.7,53.96,null,null,null,null,10.4,51.980000000000004,null,null,{"$error":"#N/A"},null,null,null,null,null,null,null,null,null,null,null,null,null,null,null,null,null,null,null,null,null,null,null,null,null,null,null,null,null,null,null,null,null,null,null,null,null,null,null,null,null,null,null,null,null,null,null,null,null,6006,21.7,18.899999999999999,15.6,18.899999999999999,17.2,19.399999999999999,7.8,12.2,10,13.9,12.2,11.1]
[251.708333333311,"2011-09-09","17:00:00",26.1,80.960000000000008,"WEEKDAY","On","1979-09-09","17:00:00",20.9,71.06,null,null,"2003-09-09","17:00:00",19,69.080000000000013,null,null,"1995-09-09","17:00:00",22.2,73.94,null,null,null,null,24.4,73.94,null,null,null,null,28,89.06,null,null,null,null,23.3,68,null,null,null,null,12.8,71.06,null,null,null,null,23.9,75.02,null,null,null,null,20.6,66.92,null,null,null,null,15.6,64.039999999999992,null,null,null,null,20,64.039999999999992,null,null,{"$error":"#N/A"},null,null,null,null,null,null,null,null,null,null,null,null,null,null,null,null,null,null,null,null,null,null,null,null,null,null,null,null,null,null,null,null,null,null,null,null,null,null,null,null,null,null,null,null,null,null,null,null,null,6041,27.2,21.7,20.6,23.3,23.3,31.7,20,21.7,23.9,19.399999999999999,17.8,17.8]
[252.41666666664418,"2011-09-10","10:00:00",26.1,75.92,"SATURDAY","On","1979-09-10","10:00:00",21.1,69.98,null,null,"2003-09-10","10:00:00",19,69.98,null,null,"1995-09-10","10:00:00",21.7,73.039999999999992,null,null,null,null,23.3,73.039999999999992,null,null,null,null,26,84.02,null,null,null,null,14.4,62.96,null,null,null,null,18.3,68,null,null,null,null,22.2,71.06,null,null,null,null,15.6,71.06,null,null,null,null,16.100000000000001,66.92,null,null,null,null,15,62.06,null,null,{"$error":"#N/A"},null,null,null,null,null,null,null,null,null,null,null,null,null,null,null,null,null,null,null,null,null,null,null,null,null,null,null,null,null,null,null,null,null,null,null,null,null,null,null,null,null,null,null,null,null,null,null,null,null,6058,24.4,21.1,21.1,22.8,22.8,28.9,17.2,20,21.7,21.7,19.399999999999999,16.7]
[253.87499999997718,"2011-09-11","21:00:00",23.3,75.92,"SUNDAY","On","1979-09-11","21:00:00",19.2,78.98,null,null,"2003-09-11","21:00:00",18,73.94,null,null,"1995-09-11","21:00:00",18.899999999999999,80.960000000000008,null,null,null,null,17.2,75.02,null,null,null,null,17,78.080000000000013,null,null,null,null,9.8000000000000007,55.94,null,null,null,null,18.3,73.94,null,null,null,null,21.7,59,null,null,null,null,14.4,73.94,null,null,null,null,20,71.06,null,null,null,null,15.6,60.980000000000004,null,null,{"$error":"#N/A"},null,null,null,null,null,null,null,null,null,null,null,null,null,null,null,null,null,null,null,null,null,null,null,null,null,null,null,null,null,null,null,null,null,null,null,null,null,null,null,null,null,null,null,null,null,null,null,null,null,6093,24.4,26.1,23.3,27.2,23.9,25.6,13.3,23.3,15,23.3,21.7,16.100000000000001]
[255.99999999997669,"2011-09-13",1,21.7,64.039999999999992,"WEEKDAY","On","1979-09-13",1,22.1,59,null,null,"2003-09-13",1,18.899999999999999,55.94,null,null,"1995-09-13",1,23.9,60.08,null,null,null,null,18.899999999999999,60.08,null,null,null,null,15,53.96,null,null,null,null,18,48.92,null,null,null,null,20,60.08,null,null,null,null,11.1,53.06,null,null,null,null,21.7,64.039999999999992,null,null,null,null,16.7,66.02,null,null,null,null,12.6,64.94,null,null,{"$error":"#N/A"},null,null,null,null,null,null,null,null,null,null,null,null,null,null,null,null,null,null,null,null,null,null,null,null,null,null,null,null,null,null,null,null,null,null,null,null,null,null,null,null,null,null,null,null,null,null,null,null,null,6144,17.8,15,13.3,15.6,15.6,12.2,9.4,15.6,11.7,17.8,18.899999999999999,18.3]
[256.70833333331035,"2011-09-14","17:00:00",15.6,75.92,"WEEKDAY","On","1979-09-14","17:00:00",24.2,66.92,null,null,"2003-09-14","17:00:00",23,64.039999999999992,null,null,"1995-09-14","17:00:00",27.2,69.98,null,null,null,null,18.3,71.599999999999994,null,null,null,null,21,78.98,null,null,null,null,23.9,57.92,null,null,null,null,25,69.080000000000013,null,null,null,null,20.6,60.08,null,null,null,null,21.1,69.98,null,null,null,null,26.7,71.960000000000008,null,null,null,null,12.6,69.98,null,null,{"$error":"#N/A"},null,null,null,null,null,null,null,null,null,null,null,null,null,null,null,null,null,null,null,null,null,null,null,null,null,null,null,null,null,null,null,null,null,null,null,null,null,null,null,null,null,null,null,null,null,null,null,null,null,6161,24.4,19.399999999999999,17.8,21.1,22,26.1,14.4,20.6,15.6,21.1,22.2,21.1]
[258.49999999997783,"2011-09-16","12:00:00",20.6,62.96,"WEEKDAY","On","1979-09-16","12:00:00",20.9,62.06,null,null,"2003-09-16","12:00:00",23,64.039999999999992,null,null,"1995-09-16","12:00:00",21.1,60.980000000000004,null,null,null,null,23.9,64.039999999999992,null,null,null,null,21,69.080000000000013,null,null,null,null,17.899999999999999,57.019999999999996,null,null,null,null,15.6,69.080000000000013,null,null,null,null,15,64.94,null,null,null,null,26.7,71.960000000000008,null,null,null,null,16.100000000000001,68,null,null,null,null,20,66.02,null,null,{"$error":"#N/A"},null,null,null,null,null,null,null,null,null,null,null,null,null,null,null,null,null,null,null,null,null,null,null,null,null,null,null,null,null,null,null,null,null,null,null,null,null,null,null,null,null,null,null,null,null,null,null,null,null,6204,17.2,16.7,17.8,16.100000000000001,17.8,20.6,13.9,20.6,18.3,22.2,20,18.899999999999999]
[260.24999999997863,"2011-09-18","06:00:00",17.8,66.92,"SUNDAY","On","1979-09-18","06:00:00",17.899999999999999,57.019999999999996,null,null,"2003-09-18","06:00:00",17,51.08,null,null,"1995-09-18","06:00:00",17.8,59,null,null,null,null,22.8,60.980000000000004,null,null,null,null,12,48.019999999999996,null,null,null,null,13.9,44.6,null,null,null,null,2.8,48.019999999999996,null,null,null,null,15,48.92,null,null,null,null,10,51.980000000000004,null,null,null,null,9.4,50,null,null,null,null,7.2,45.68,null,null,{"$error":"#N/A"},null,null,null,null,null,null,null,null,null,null,null,null,null,null,null,null,null,null,null,null,null,null,null,null,null,null,null,null,null,null,null,null,null,null,null,null,null,null,null,null,null,null,null,null,null,null,null,null,null,6246,19.399999999999999,13.9,10.6,15,16.100000000000001,8.9,7,8.9,9.4,11.1,10,7.6]
[260.95833333331228,"2011-09-18","23:00:00",21.7,71.960000000000008,"SUNDAY","On","1979-09-18","23:00:00",20.2,64.039999999999992,null,null,"2003-09-18","23:00:00",19,60.08,null,null,"1995-09-18","23:00:00",16.7,62.96,null,null,null,null,14.4,66.92,null,null,null,null,11,66.92,null,null,null,null,16.100000000000001,46.04,null,null,null,null,5.6,51.980000000000004,null,null,null,null,15,46.04,null,null,null,null,13.9,60.08,null,null,null,null,15.6,57.019999999999996,null,null,null,null,5.7,44.96,null,null,{"$error":"#N/A"},null,null,null,null,null,null,null,null,null,null,null,null,null,null,null,null,null,null,null,null,null,null,null,null,null,null,null,null,null,null,null,null,null,null,null,null,null,null,null,null,null,null,null,null,null,null,null,null,null,6263,22.2,17.8,15.6,17.2,19.399999999999999,19.399999999999999,7.8,11.1,7.8,15.6,13.9,7.2]
[262.41666666664628,"2011-09-20","10:00:00",23.3,59,"WEEKDAY","On","1979-09-20","10:00:00",13.9,69.98,null,null,"2003-09-20","10:00:00",23,68,null,null,"1995-09-20","10:00:00",20.6,71.960000000000008,null,null,null,null,15.6,59,null,null,null,null,18,69.98,null,null,null,null,17.2,60.980000000000004,null,null,null,null,17.2,62.06,null,null,null,null,25,71.06,null,null,null,null,20,71.06,null,null,null,null,23.9,68,null,null,null,null,22.8,66.92,null,null,{"$error":"#N/A"},null,null,null,null,null,null,null,null,null,null,null,null,null,null,null,null,null,null,null,null,null,null,null,null,null,null,null,null,null,null,null,null,null,null,null,null,null,null,null,null,null,null,null,null,null,null,null,null,null,6298,15,21.1,20,22.2,15,21.1,16.100000000000001,16.7,21.7,21.7,20,19.399999999999999]
[264.54166666664725,"2011-09-22","13:00:00",25,64.039999999999992,"WEEKDAY","On","1979-09-22","13:00:00",18.899999999999999,68,null,null,"2003-09-22","13:00:00",20,68,null,null,"1995-09-22","13:00:00",21.1,71.06,null,null,null,null,25.6,62.96,null,null,null,null,17,80.06,null,null,null,null,11.7,51.08,null,null,null,null,15,82.94,null,null,null,null,15.6,55.040000000000006,null,null,null,null,22.8,82.94,null,null,null,null,13.9,87.080000000000013,null,null,null,null,18.899999999999999,78.080000000000013,null,null,{"$error":"#N/A"},null,null,null,null,null,null,null,null,null,null,null,null,null,null,null,null,null,null,null,null,null,null,null,null,null,null,null,null,null,null,null,null,null,null,null,null,null,null,null,null,null,null,null,null,null,null,null,null,null,6349,17.8,20,20,21.7,17.2,26.7,10.6,28.3,12.8,28.3,30.6,25.6]
[265.99999999998124,"2011-09-23",1,21.1,64.039999999999992,"WEEKDAY","On","1979-09-23",1,13.2,60.980000000000004,null,null,"2003-09-23",1,15,53.06,null,null,"1995-09-23",1,12.8,60.08,null,null,null,null,14.4,60.980000000000004,null,null,null,null,7,55.94,null,null,null,null,8.1,50.18,null,null,null,null,8.9,66.02,null,null,null,null,20,53.06,null,null,null,null,15.6,62.06,null,null,null,null,5.6,62.06,null,null,null,null,3.3,62.96,null,null,{"$error":"#N/A"},null,null,null,null,null,null,null,null,null,null,null,null,null,null,null,null,null,null,null,null,null,null,null,null,null,null,null,null,null,null,null,null,null,null,null,null,null,null,null,null,null,null,null,null,null,null,null,null,null,6384,17.8,16.100000000000001,11.7,15.6,16.100000000000001,13.3,10.1,18.899999999999999,11.7,16.7,16.7,17.2]
[266.7083333333149,"2011-09-24","17:00:00",23.3,80.06,{"$f":"IF(WEEKDAY(B6419)=1,\"SUNDAY\",IF(WEEKDAY(B6419)=7,\"SATURDAY\",\"WEEKDAY\"))","v":"SATURDAY"},{"$f":"IFERROR(IF(F6419=\"WEEKDAY\",VLOOKUP(C6419,$DE$19:$DH$42,2),IF(F6419=\"SATURDAY\",VLOOKUP(C6419,$DE$19:$DH$42,3),VLOOKUP(C6419,$DE$19:$DH$42,4))),\"On\")","v":"On"},"1979-09-24","17:00:00",17.600000000000001,68,null,null,"2003-09-24","17:00:00",19,64.94,null,null,"1995-09-24","17:00:00",16.7,68,null,null,null,null,18.899999999999999,77,null,null,null,null,12,80.06,null,null,null,null,10.5,66.02,null,null,null,null,16.7,66.02,null,null,null,null,13.3,73.94,null,null,null,null,17.8,64.94,null,null,null,null,17.2,66.92,null,null,null,null,11.6,60.08,null,null,{"$f":"$BV$12-($BV$13/2)*COS((A6419-$BV$14)*(2*PI()/365))","v":{"$error":"#N/A"}},null,null,null,null,null,null,null,null,null,null,null,null,null,null,null,null,null,null,null,null,null,null,null,null,null,null,null,null,null,null,null,null,null,null,null,null,null,null,null,null,null,null,null,null,null,null,null,null,null,6401,26.7,20,18.3,20,25,26.7,18.899999999999999,18.899999999999999,23.3,18.3,19.399999999999999,15.6]
[269.08333333331598,"2011-09-27","02:00:00",14.4,68,"WEEKDAY","On","1979-09-27","02:00:00",16.5,62.06,null,null,"2003-09-27","02:00:00",17,57.92,null,null,"1995-09-27","02:00:00",16.100000000000001,62.96,null,null,null,null,14.4,64.039999999999992,null,null,null,null,12,45.5,null,null,null,null,15.4,49.46,null,null,null,null,8.3000000000000007,53.06,null,null,null,null,5,55.040000000000006,null,null,null,null,15.6,51.08,null,null,null,null,25.6,48.92,null,null,null,null,3.7,46.94,null,null,{"$error":"#N/A"},null,null,null,null,null,null,null,null,null,null,null,null,null,null,null,null,null,null,null,null,null,null,null,null,null,null,null,null,null,null,null,null,null,null,null,null,null,null,null,null,null,null,null,null,null,null,null,null,null,6458,20,16.7,14.4,17.2,17.8,7.5,9.6999999999999993,11.7,12.8,10.6,9.4,8.3000000000000007]
[270.24999999998317,"2011-09-28","06:00:00",12.2,69.98,"WEEKDAY","On","1979-09-28","06:00:00",16.100000000000001,64.039999999999992,null,null,"2003-09-28","06:00:00",19,57.92,null,null,"1995-09-28","06:00:00",16.7,62.06,null,null,null,null,20.6,64.94,null,null,null,null,18,60.980000000000004,null,null,null,null,9,48.56,null,null,null,null,10.6,55.94,null,null,null,null,3.9,53.06,null,null,null,null,12.2,62.96,null,null,null,null,12.2,66.02,null,null,null,null,6.1,64.039999999999992,null,null,{"$error":"#N/A"},null,null,null,null,null,null,null,null,null,null,null,null,null,null,null,null,null,null,null,null,null,null,null,null,null,null,null,null,null,null,null,null,null,null,null,null,null,null,null,null,null,null,null,null,null,null,null,null,null,6486,21.1,17.8,14.4,16.7,18.3,16.100000000000001,9.1999999999999993,13.3,11.7,17.2,18.899999999999999,17.8]
[270.95833333331683,"2011-09-28","23:00:00",13.3,73.039999999999992,"WEEKDAY","On","1979-09-28","23:00:00",21.7,71.960000000000008,null,null,"2003-09-28","23:00:00",12,62.06,null,null,"1995-09-28","23:00:00",14.4,68,null,null,null,null,17.2,69.080000000000013,null,null,null,null,15,51.980000000000004,null,null,null,null,4.7,62.96,null,null,null,null,12.8,69.98,null,null,null,null,1.7,62.06,null,null,null,null,11.1,60.08,null,null,null,null,7.8,62.96,null,null,null,null,0.9,59,null,null,{"$error":"#N/A"},null,null,null,null,null,null,null,null,null,null,null,null,null,null,null,null,null,null,null,null,null,null,null,null,null,null,null,null,null,null,null,null,null,null,null,null,null,null,null,null,null,null,null,null,null,null,null,null,null,6503,22.8,22.2,16.7,20,20.6,11.1,17.2,21.1,16.7,15.6,17.2,15]
[272.41666666665083,"2011-09-30","10:00:00",12.2,73.039999999999992,"WEEKDAY","On","1979-09-30","10:00:00",18.3,69.080000000000013,null,null,"2003-09-30","10:00:00",14,62.06,null,null,"1995-09-30","10:00:00",16.7,69.98,null,null,null,null,18.899999999999999,69.98,null,null,null,null,17,59,null,null,null,null,11.1,66.02,null,null,null,null,20.6,53.96,null,null,null,null,15.6,61.34,null,null,null,null,13.3,57.019999999999996,null,null,null,null,17.2,57.92,null,null,null,null,18.899999999999999,51.08,null,null,{"$error":"#N/A"},null,null,null,null,null,null,null,null,null,null,null,null,null,null,null,null,null,null,null,null,null,null,null,null,null,null,null,null,null,null,null,null,null,null,null,null,null,null,null,null,null,null,null,null,null,null,null,null,null,6538,22.8,20.6,16.7,21.1,21.1,15,18.899999999999999,12.2,16.3,13.9,14.4,10.6]
[274.54166666665179,"2011-10-02","13:00:00",22.2,66.2,"SUNDAY","On","1980-10-02","13:00:00",19.399999999999999,60.980000000000004,null,null,"1999-10-02","13:00:00",20,64.94,null,null,"2001-10-02","13:00:00",21.7,66.02,null,null,null,null,19.399999999999999,60.980000000000004,null,null,null,null,28,57.92,null,null,null,null,17.2,64.400000000000006,null,null,null,null,16.100000000000001,73.400000000000006,null,null,null,null,16.7,71.960000000000008,null,null,null,null,15,57.92,null,null,null,null,14.4,69.98,null,null,null,null,16.7,77,null,null,{"$error":"#N/A"},null,null,null,null,null,null,null,null,null,null,null,null,null,null,null,null,null,null,null,null,null,null,null,null,null,null,null,null,null,null,null,null,null,null,null,null,null,null,null,null,null,null,null,null,null,null,null,null,null,6589,19,16.100000000000001,18.3,18.899999999999999,16.100000000000001,14.4,18,23,22.2,14.4,21.1,25]
[275.24999999998545,"2011-10-03","06:00:00",16.7,57.019999999999996,"WEEKDAY","On","1980-10-03","06:00:00",13.9,57.019999999999996,null,null,"1999-10-03","06:00:00",15,50,null,null,"2001-10-03","06:00:00",14.4,55.040000000000006,null,null,null,null,13.3,57.92,null,null,null,null,20.2,53.06,null,null,null,null,10,51.980000000000004,null,null,null,null,10.6,46.94,null,null,null,null,9.4,48.019999999999996,null,null,null,null,4.4000000000000004,48.92,null,null,null,null,4.4000000000000004,59,null,null,null,null,7.8,46.94,null,null,{"$error":"#N/A"},null,null,null,null,null,null,null,null,null,null,null,null,null,null,null,null,null,null,null,null,null,null,null,null,null,null,null,null,null,null,null,null,null,null,null,null,null,null,null,null,null,null,null,null,null,null,null,null,null,6606,13.9,13.9,10,12.8,14.4,11.7,11.1,8.3000000000000007,8.9,9.4,15,8.3000000000000007]
[276.70833333331944,"2011-10-04","17:00:00",26.7,68,"WEEKDAY","On","1980-10-04","17:00:00",17.100000000000001,68,null,null,"1999-10-04","17:00:00",13,62.96,null,null,"2001-10-04","17:00:00",21.7,71.06,null,null,null,null,19.399999999999999,66.92,null,null,null,null,14,64.94,null,null,null,null,17.8,51.980000000000004,null,null,null,null,16.100000000000001,62.06,null,null,null,null,13.9,64.94,null,null,null,null,13.3,48.019999999999996,null,null,null,null,12.8,48.92,null,null,null,null,8.9,60.08,null,null,{"$error":"#N/A"},null,null,null,null,null,null,null,null,null,null,null,null,null,null,null,null,null,null,null,null,null,null,null,null,null,null,null,null,null,null,null,null,null,null,null,null,null,null,null,null,null,null,null,null,null,null,null,null,null,6641,20,20,17.2,21.7,19.399999999999999,18.3,11.1,16.7,18.3,8.9,9.4,15.6]
[278.83333333332041,"2011-10-06","20:00:00",15,64.94,"WEEKDAY","On","1980-10-06","20:00:00",14.6,59,null,null,"1999-10-06","20:00:00",11,60.08,null,null,"2001-10-06","20:00:00",13.3,64.94,null,null,null,null,17.8,53.96,null,null,null,null,14,56.66,null,null,null,null,5.6,59,null,null,null,null,5,60.08,null,null,null,null,5.6,69.98,null,null,null,null,11.1,62.96,null,null,null,null,11.7,57.019999999999996,null,null,null,null,3.3,55.94,null,null,{"$error":"#N/A"},null,null,null,null,null,null,null,null,null,null,null,null,null,null,null,null,null,null,null,null,null,null,null,null,null,null,null,null,null,null,null,null,null,null,null,null,null,null,null,null,null,null,null,null,null,null,null,null,null,6692,18.3,15,15.6,18.3,12.2,13.7,15,15.6,21.1,17.2,13.9,13.3]
[{"$f":"A6740+1/24","v":280.12499999998766},"2011-10-08","03:00:00",6.1,66.92,"SATURDAY","On","1980-10-08","03:00:00",12.2,57.92,null,null,"1999-10-08","03:00:00",2,64.94,null,null,"2001-10-08","03:00:00",5.6,66.02,null,null,null,null,6.1,60.08,null,null,null,null,4,50.18,null,null,null,null,6.7,55.040000000000006,null,null,null,null,5,53.06,null,null,null,null,5.6,51.08,null,null,null,null,4.4000000000000004,46.94,null,null,null,null,5,55.94,null,null,null,null,10.6,46.94,null,null,{"$error":"#N/A"},null,null,null,null,null,null,null,null,null,null,null,null,null,null,null,null,null,null,null,null,null,null,null,null,null,null,null,null,null,null,null,null,null,null,null,null,null,null,null,null,null,null,null,null,null,null,null,null,null,6723,19.399999999999999,14.4,18.3,18.899999999999999,15.6,10.1,12.8,11.7,10.6,8.3000000000000007,13.3,8.3000000000000007]
[280.95833333332138,"2011-10-08","23:00:00",9.4,64.94,"SATURDAY","On","1980-10-08","23:00:00",17.399999999999999,60.980000000000004,null,null,"1999-10-08","23:00:00",13.5,59,null,null,"2001-10-08","23:00:00",7.2,66.02,null,null,null,null,6.7,61.88,null,null,null,null,6,56.66,null,null,null,null,13.3,48.92,null,null,null,null,16.100000000000001,43.7,null,null,null,null,12.2,42.8,null,null,null,null,3.9,48.92,null,null,null,null,4.4000000000000004,53.06,null,null,null,null,14.4,39.200000000000003,null,null,{"$error":"#N/A"},null,null,null,null,null,null,null,null,null,null,null,null,null,null,null,null,null,null,null,null,null,null,null,null,null,null,null,null,null,null,null,null,null,null,null,null,null,null,null,null,null,null,null,null,null,null,null,null,null,6743,18.3,16.100000000000001,15,18.899999999999999,16.600000000000001,13.7,9.4,6.5,6,9.4,11.7,4]
[283.08333333332234,"2011-10-11","02:00:00",15,60.08,"WEEKDAY","On","1980-10-11","02:00:00",14.4,51.08,null,null,"1999-10-11","02:00:00",19,53.06,null,null,"2001-10-11","02:00:00",12.8,59,null,null,null,null,8.3000000000000007,50,null,null,null,null,12,48.92,null,null,null,null,1.1000000000000001,44.06,null,null,null,null,-3.3,51.08,null,null,null,null,-0.6,48.92,null,null,null,null,10,48.019999999999996,null,null,null,null,10.6,42.08,null,null,null,null,-2.8,41.9,null,null,{"$error":"#N/A"},null,null,null,null,null,null,null,null,null,null,null,null,null,null,null,null,null,null,null,null,null,null,null,null,null,null,null,null,null,null,null,null,null,null,null,null,null,null,null,null,null,null,null,null,null,null,null,null,null,6794,15.6,10.6,11.7,15,10,9.4,6.7,10.6,9.4,8.9,5.6,5.5]
[284.54166666665634,"2011-10-12","13:00:00",23.9,60.980000000000004,"WEEKDAY","On","1980-10-12","13:00:00",15,60.980000000000004,null,null,"1999-10-12","13:00:00",17,60.08,null,null,"2001-10-12","13:00:00",20,62.96,null,null,null,null,19.399999999999999,62.96,null,null,null,null,14,60.980000000000004,null,null,null,null,16.7,53.06,null,null,null,null,14.4,73.039999999999992,null,null,null,null,18.3,73.039999999999992,null,null,null,null,17.2,53.06,null,null,null,null,20,59,null,null,null,null,16.7,68,null,null,{"$error":"#N/A"},null,null,null,null,null,null,null,null,null,null,null,null,null,null,null,null,null,null,null,null,null,null,null,null,null,null,null,null,null,null,null,null,null,null,null,null,null,null,null,null,null,null,null,null,null,null,null,null,null,6829,16.100000000000001,16.100000000000001,15.6,17.2,17.2,16.100000000000001,11.7,22.8,22.8,11.7,15,20]
[285.24999999999,"2011-10-13","06:00:00",17.2,57.019999999999996,"WEEKDAY","On","1980-10-13","06:00:00",8.3000000000000007,53.06,null,null,"1999-10-13","06:00:00",8,50,null,null,"2001-10-13","06:00:00",13.9,53.06,null,null,null,null,7.8,54.68,null,null,null,null,11,41.36,null,null,null,null,13.3,51.08,null,null,null,null,12.8,53.96,null,null,null,null,12.2,50,null,null,null,null,10,40.64,null,null,null,null,11.1,51.08,null,null,null,null,12.2,48.56,null,null,{"$error":"#N/A"},null,null,null,null,null,null,null,null,null,null,null,null,null,null,null,null,null,null,null,null,null,null,null,null,null,null,null,null,null,null,null,null,null,null,null,null,null,null,null,null,null,null,null,null,null,null,null,null,null,6846,13.9,11.7,10,11.7,12.6,5.2,10.6,12.2,10,4.8,10.6,9.1999999999999993]
[287.37499999999096,"2011-10-15","09:00:00",16.7,73.94,"SATURDAY","On","1980-10-15","09:00:00",11.1,51.08,null,null,"1999-10-15","09:00:00",7,71.960000000000008,null,null,"2001-10-15","09:00:00",17.2,73.039999999999992,null,null,null,null,21.1,53.06,null,null,null,null,4,45.14,null,null,null,null,5.6,68,null,null,null,null,10,60.8,null,null,null,null,8.9,51.8,null,null,null,null,5.6,46.94,null,null,null,null,5.6,62.96,null,null,null,null,7.8,48.019999999999996,null,null,{"$error":"#N/A"},null,null,null,null,null,null,null,null,null,null,null,null,null,null,null,null,null,null,null,null,null,null,null,null,null,null,null,null,null,null,null,null,null,null,null,null,null,null,null,null,null,null,null,null,null,null,null,null,null,6897,23.3,10.6,22.2,22.8,11.7,7.3,20,16,11,8.3000000000000007,17.2,8.9]
[288.83333333332496,"2011-10-16","20:00:00",17.2,66.92,"SUNDAY","On","1980-10-16","20:00:00",18.899999999999999,57.019999999999996,null,null,"1999-10-16","20:00:00",13,57.92,null,null,"2001-10-16","20:00:00",16.7,64.94,null,null,null,null,12.2,57.379999999999995,null,null,null,null,8,50,null,null,null,null,7.8,57.019999999999996,null,null,null,null,7.8,60.980000000000004,null,null,null,null,8.3000000000000007,60.08,null,null,null,null,1.1000000000000001,46.04,null,null,null,null,2.2000000000000002,60.980000000000004,null,null,null,null,5.6,55.94,null,null,{"$error":"#N/A"},null,null,null,null,null,null,null,null,null,null,null,null,null,null,null,null,null,null,null,null,null,null,null,null,null,null,null,null,null,null,null,null,null,null,null,null,null,null,null,null,null,null,null,null,null,null,null,null,null,6932,19.399999999999999,13.9,14.4,18.3,14.1,10,13.9,16.100000000000001,15.6,7.8,16.100000000000001,13.3]
[289.49999999999193,"2011-10-17","12:00:00",13.9,69.080000000000013,"WEEKDAY","On","1980-10-17","12:00:00",23.3,64.94,null,null,"1999-10-17","12:00:00",23,66.92,null,null,"2001-10-17","12:00:00",13.9,69.080000000000013,null,null,null,null,13.9,66.02,null,null,null,null,13,64.039999999999992,null,null,null,null,7.2,60.08,null,null,null,null,12.2,68,null,null,null,null,7.2,62.96,null,null,null,null,7.2,44.06,null,null,null,null,8.3000000000000007,60.980000000000004,null,null,null,null,8.9,62.96,null,null,{"$error":"#N/A"},null,null,null,null,null,null,null,null,null,null,null,null,null,null,null,null,null,null,null,null,null,null,null,null,null,null,null,null,null,null,null,null,null,null,null,null,null,null,null,null,null,null,null,null,null,null,null,null,null,6948,20.6,18.3,19.399999999999999,20.6,18.899999999999999,17.8,15.6,20,17.2,6.7,16.100000000000001,17.2]
[290.95833333332592,"2011-10-18","23:00:00",10.6,57.92,"WEEKDAY","On","1980-10-18","23:00:00",16.7,71.06,null,null,"1999-10-18","23:00:00",7,53.96,null,null,"2001-10-18","23:00:00",7.2,59,null,null,null,null,12.2,62.96,null,null,null,null,2,57.92,null,null,null,null,2.8,42.8,null,null,null,null,1.7,44.06,null,null,null,null,0.6,46.04,null,null,null,null,8.9,41,null,null,null,null,9.4,44.06,null,null,null,null,1.7,48.92,null,null,{"$error":"#N/A"},null,null,null,null,null,null,null,null,null,null,null,null,null,null,null,null,null,null,null,null,null,null,null,null,null,null,null,null,null,null,null,null,null,null,null,null,null,null,null,null,null,null,null,null,null,null,null,null,null,6983,14.4,21.7,12.2,15,17.2,14.4,6,6.7,7.8,5,6.7,9.4]
[293.08333333332689,"2011-10-21","02:00:00",15.6,57.019999999999996,"WEEKDAY","On","1980-10-21","02:00:00",9.6,62.96,null,null,"1999-10-21","02:00:00",9.3000000000000007,48.92,null,null,"2001-10-21","02:00:00",13.3,55.94,null,null,null,null,10.6,57.019999999999996,null,null,null,null,4,55.58,null,null,null,null,6.1,48.92,null,null,null,null,3.9,41.36,null,null,null,null,6.7,43.52,null,null,null,null,7.8,44.96,null,null,null,null,5.6,51.08,null,null,null,null,9.4,36.86,null,null,{"$error":"#N/A"},null,null,null,null,null,null,null,null,null,null,null,null,null,null,null,null,null,null,null,null,null,null,null,null,null,null,null,null,null,null,null,null,null,null,null,null,null,null,null,null,null,null,null,null,null,null,null,null,null,7034,13.9,17.2,9.4,13.3,13.9,13.1,9.4,5.2,6.4,7.2,10.6,2.7]
[293.79166666666055,"2011-10-21","19:00:00",20,62.06,"WEEKDAY","On","1980-10-21","19:00:00",14.4,66.92,null,null,"1999-10-21","19:00:00",8,57.92,null,null,"2001-10-21","19:00:00",16.7,57.92,null,null,null,null,15,64.039999999999992,null,null,null,null,3,62.96,null,null,null,null,13.9,51.08,null,null,null,null,13.9,60.08,null,null,null,null,10.6,60.08,null,null,null,null,15,60.980000000000004,null,null,null,null,16.100000000000001,48.92,null,null,null,null,5.6,59,null,null,{"$error":"#N/A"},null,null,null,null,null,null,null,null,null,null,null,null,null,null,null,null,null,null,null,null,null,null,null,null,null,null,null,null,null,null,null,null,null,null,null,null,null,null,null,null,null,null,null,null,null,null,null,null,null,7051,16.7,19.399999999999999,14.4,14.4,17.8,17.2,10.6,15.6,15.6,16.100000000000001,9.4,15]
[295.24999999999454,"2011-10-23","06:00:00",14.4,51.980000000000004,"SUNDAY","On","1980-10-23","06:00:00",6.3,50,null,null,"1999-10-23","06:00:00",8,48.92,null,null,"2001-10-23","06:00:00",12.8,51.980000000000004,null,null,null,null,5,53.96,null,null,null,null,4,46.94,null,null,null,null,12.8,42.08,null,null,null,null,12.2,33.619999999999997,null,null,null,null,17.2,37.22,null,null,null,null,11.7,46.94,null,null,null,null,13.3,46.94,null,null,null,null,15.6,35.42,null,null,{"$error":"#N/A"},null,null,null,null,null,null,null,null,null,null,null,null,null,null,null,null,null,null,null,null,null,null,null,null,null,null,null,null,null,null,null,null,null,null,null,null,null,null,null,null,null,null,null,null,null,null,null,null,null,7086,11.1,10,9.4,11.1,12.2,8.3000000000000007,5.6,0.9,2.9,8.3000000000000007,8.3000000000000007,1.9]
[297.37499999999551,"2011-10-25","09:00:00",22.8,50.36,"WEEKDAY","On","1980-10-25","09:00:00",11.7,55.040000000000006,null,null,"1999-10-25","09:00:00",9,49.46,null,null,"2001-10-25","09:00:00",21.1,51.26,null,null,null,null,16.7,57.92,null,null,null,null,4,49.1,null,null,null,null,3.3,46.04,null,null,null,null,3.9,39.380000000000003,null,null,null,null,2.8,37.22,null,null,null,null,8.9,44.96,null,null,null,null,8.9,55.040000000000006,null,null,null,null,3.9,34.340000000000003,null,null,{"$error":"#N/A"},null,null,null,null,null,null,null,null,null,null,null,null,null,null,null,null,null,null,null,null,null,null,null,null,null,null,null,null,null,null,null,null,null,null,null,null,null,null,null,null,null,null,null,null,null,null,null,null,null,7137,10.199999999999999,12.8,9.6999999999999993,10.7,14.4,9.5,7.8,4.0999999999999996,2.9,7.2,12.8,1.3]
[298.08333333332916,"2011-10-26","02:00:00",14.4,60.980000000000004,"WEEKDAY","On","1980-10-26","02:00:00",7.8,48.019999999999996,null,null,"1999-10-26","02:00:00",8,57.56,null,null,"2001-10-26","02:00:00",13.9,60.08,null,null,null,null,8.9,49.82,null,null,null,null,5.0999999999999996,44.42,null,null,null,null,7.8,44.06,null,null,null,null,5,35.06,null,null,null,null,8.9,38.119999999999997,null,null,null,null,13.9,46.04,null,null,null,null,15,49.82,null,null,null,null,-0.6,33.979999999999997,null,null,{"$error":"#N/A"},null,null,null,null,null,null,null,null,null,null,null,null,null,null,null,null,null,null,null,null,null,null,null,null,null,null,null,null,null,null,null,null,null,null,null,null,null,null,null,null,null,null,null,null,null,null,null,null,null,7154,16.100000000000001,8.9,14.2,15.6,9.9,6.9,6.7,1.7,3.4,7.8,9.9,1.1000000000000001]
[300.24999999999682,"2011-10-28","06:00:00",5,55.040000000000006,"WEEKDAY","On","1980-10-28","06:00:00",8.3000000000000007,42.980000000000004,null,null,"1999-10-28","06:00:00",1,46.04,null,null,"2001-10-28","06:00:00",3.9,57.019999999999996,null,null,null,null,13.9,44.42,null,null,null,null,1,35.06,null,null,null,null,10.6,47.480000000000004,null,null,null,null,10.6,32.9,null,null,null,null,11.7,38.840000000000003,null,null,null,null,9.4,48.019999999999996,null,null,null,null,7.2,56.84,null,null,null,null,8.9,42.08,null,null,{"$error":"#N/A"},null,null,null,null,null,null,null,null,null,null,null,null,null,null,null,null,null,null,null,null,null,null,null,null,null,null,null,null,null,null,null,null,null,null,null,null,null,null,null,null,null,null,null,null,null,null,null,null,null,7206,12.8,6.1,7.8,13.9,6.9,1.7,8.6,0.5,3.8,8.9,13.8,5.6]
[301.62499999999744,"2011-10-29","15:00:00",14.4,64.94,"SATURDAY","On","1980-10-29","15:00:00",9.8000000000000007,46.94,null,null,"1999-10-29","15:00:00",22,62.06,null,null,"2001-10-29","15:00:00",13.9,68,null,null,null,null,1.1000000000000001,51.08,null,null,null,null,5,48.019999999999996,null,null,null,null,17.8,51.980000000000004,null,null,null,null,20,46.04,null,null,null,null,18.899999999999999,44.06,null,null,null,null,7.2,60.08,null,null,null,null,8.3000000000000007,53.96,null,null,null,null,16.7,39.92,null,null,{"$error":"#N/A"},null,null,null,null,null,null,null,null,null,null,null,null,null,null,null,null,null,null,null,null,null,null,null,null,null,null,null,null,null,null,null,null,null,null,null,null,null,null,null,null,null,null,null,null,null,null,null,null,null,7239,18.3,8.3000000000000007,16.7,20,10.6,8.9,11.1,7.8,6.7,15.6,12.2,4.4000000000000004]
[303.08333333333144,"2011-10-31","02:00:00",7.8,44.78,"WEEKDAY","On","1980-10-31","02:00:00",5.4,62.06,null,null,"1999-10-31","02:00:00",14,42.980000000000004,null,null,"2001-10-31","02:00:00",4.4000000000000004,46.94,null,null,null,null,5,62.06,null,null,null,null,1,57.92,null,null,null,null,-0.6,35.96,null,null,null,null,-1.1000000000000001,33.979999999999997,null,null,null,null,-1.1000000000000001,39.92,null,null,null,null,9.4,53.06,null,null,null,null,8.9,42.980000000000004,null,null,null,null,-5.6,34.340000000000003,null,null,{"$error":"#N/A"},null,null,null,null,null,null,null,null,null,null,null,null,null,null,null,null,null,null,null,null,null,null,null,null,null,null,null,null,null,null,null,null,null,null,null,null,null,null,null,null,null,null,null,null,null,null,null,null,null,7274,7.1,16.7,6.1,8.3000000000000007,16.7,14.4,2.2000000000000002,1.1000000000000001,4.4000000000000004,11.7,6.1,1.3]
[303.79166666666509,"2011-10-31","19:00:00",13.9,53.24,"WEEKDAY","On","1980-10-31","19:00:00",12.8,57.019999999999996,null,null,"1999-10-31","19:00:00",20,48.74,null,null,"2001-10-31","19:00:00",13.9,52.879999999999995,null,null,null,null,10,57.56,null,null,null,null,3,51.980000000000004,null,null,null,null,6.1,42.8,null,null,null,null,5.6,58.46,null,null,null,null,7.2,61.34,null,null,null,null,12.2,51.980000000000004,null,null,null,null,13.3,44.42,null,null,null,null,0.6,60.26,null,null,{"$error":"#N/A"},null,null,null,null,null,null,null,null,null,null,null,null,null,null,null,null,null,null,null,null,null,null,null,null,null,null,null,null,null,null,null,null,null,null,null,null,null,null,null,null,null,null,null,null,null,null,null,null,null,7291,11.8,13.9,9.3000000000000007,11.6,14.2,11.1,6,14.7,16.3,11.1,6.9,15.7]
[305.91666666666606,"2011-11-02","22:00:00",12.2,62.96,"WEEKDAY","On","1978-11-02","22:00:00",12.8,64.94,null,null,"1998-11-02","22:00:00",6,57.2,null,null,"2000-11-02","22:00:00",11.7,62.06,null,null,null,null,14.4,64.039999999999992,null,null,null,null,21,53.06,null,null,null,null,2.2000000000000002,46.94,null,null,null,null,11.7,41.54,null,null,null,null,7.8,37.94,null,null,null,null,3.3,39.92,null,null,null,null,3.3,39.56,null,null,null,null,3.3,33.979999999999997,null,null,{"$error":"#N/A"},null,null,null,null,null,null,null,null,null,null,null,null,null,null,null,null,null,null,null,null,null,null,null,null,null,null,null,null,null,null,null,null,null,null,null,null,null,null,null,null,null,null,null,null,null,null,null,null,null,7342,17.2,18.3,14,16.7,17.8,11.7,8.3000000000000007,5.3,3.3,4.4000000000000004,4.2,1.1000000000000001]
[307.37500000000006,"2011-11-04","09:00:00",17.8,50,"WEEKDAY","On","1978-11-04","09:00:00",10.6,48.92,null,null,"1998-11-04","09:00:00",5,48.019999999999996,null,null,"2000-11-04","09:00:00",14.4,51.08,null,null,null,null,14.4,51.08,null,null,null,null,8,55.94,null,null,null,null,5.6,55.040000000000006,null,null,null,null,0,35.96,null,null,null,null,18.899999999999999,52.16,null,null,null,null,12.8,32.9,null,null,null,null,10.6,33.44,null,null,null,null,17.2,48.92,null,null,{"$error":"#N/A"},null,null,null,null,null,null,null,null,null,null,null,null,null,null,null,null,null,null,null,null,null,null,null,null,null,null,null,null,null,null,null,null,null,null,null,null,null,null,null,null,null,null,null,null,null,null,null,null,null,7377,10,9.4,8.9,10.6,10.6,13.3,12.8,2.2000000000000002,11.2,0.5,0.8,9.4]
[308.08333333333371,"2011-11-05","02:00:00",16.100000000000001,51.980000000000004,"SATURDAY","On","1978-11-05","02:00:00",11.7,51.08,null,null,"1998-11-05","02:00:00",1,50,null,null,"2000-11-05","02:00:00",10,51.08,null,null,null,null,11.1,51.08,null,null,null,null,5,48.92,null,null,null,null,12.8,44.96,null,null,null,null,6.7,30.92,null,null,null,null,16.7,53.06,null,null,null,null,15.6,32.54,null,null,null,null,14.4,33.619999999999997,null,null,null,null,12.2,53.96,null,null,{"$error":"#N/A"},null,null,null,null,null,null,null,null,null,null,null,null,null,null,null,null,null,null,null,null,null,null,null,null,null,null,null,null,null,null,null,null,null,null,null,null,null,null,null,null,null,null,null,null,null,null,null,null,null,7394,11.1,10.6,10,10.6,10.6,9.4,7.2,-0.6,11.7,0.3,0.9,12.2]
[310.20833333333468,"2011-11-07","05:00:00",11.1,44.96,"WEEKDAY","On","1978-11-07","05:00:00",11.1,42.980000000000004,null,null,"1998-11-07","05:00:00",-1,41,null,null,"2000-11-07","05:00:00",5.6,42.980000000000004,null,null,null,null,10.6,49.46,null,null,null,null,0,49.64,null,null,null,null,1.1000000000000001,44.06,null,null,null,null,6.7,28.04,null,null,null,null,1.1000000000000001,39.019999999999996,null,null,null,null,1.7,35.96,null,null,null,null,2.2000000000000002,33.979999999999997,null,null,null,null,-3.9,37.22,null,null,{"$error":"#N/A"},null,null,null,null,null,null,null,null,null,null,null,null,null,null,null,null,null,null,null,null,null,null,null,null,null,null,null,null,null,null,null,null,null,null,null,null,null,null,null,null,null,null,null,null,null,null,null,null,null,7445,7.2,6.1,5,6.1,9.6999999999999993,9.8000000000000007,6.7,-2.2000000000000002,3.9,2.2000000000000002,1.1000000000000001,2.9]
[311.2916666666685,"2011-11-08","07:00:00",9.4,41,"WEEKDAY","On","1978-11-08","07:00:00",8.9,39.92,null,null,"1998-11-08","07:00:00",4,40.1,null,null,"2000-11-08","07:00:00",6.1,41,null,null,null,null,6.7,42.980000000000004,null,null,null,null,-4,24.98,null,null,null,null,2.2000000000000002,28.04,null,null,null,null,-0.6,30.92,null,null,null,null,6.1,33.44,null,null,null,null,5,39.92,null,null,null,null,5,40.46,null,null,null,null,3.9,30.92,null,null,{"$error":"#N/A"},null,null,null,null,null,null,null,null,null,null,null,null,null,null,null,null,null,null,null,null,null,null,null,null,null,null,null,null,null,null,null,null,null,null,null,null,null,null,null,null,null,null,null,null,null,null,null,null,null,7471,5,4.4000000000000004,4.5,5,6.1,-3.9,-2.2000000000000002,-0.6,0.8,4.4000000000000004,4.7,-0.6]
[312.33333333333564,"2011-11-09","08:00:00",17.2,42.08,"WEEKDAY","On","1978-11-09","08:00:00",7.8,42.980000000000004,null,null,"1998-11-09","08:00:00",6,37.94,null,null,"2000-11-09","08:00:00",11.1,45.14,null,null,null,null,1.7,46.04,null,null,null,null,7,33.26,null,null,null,null,3.3,35.96,null,null,null,null,-2.2000000000000002,35.96,null,null,null,null,8.9,42.08,null,null,null,null,5.6,48.74,null,null,null,null,3.9,44.96,null,null,null,null,1.7,39.200000000000003,null,null,{"$error":"#N/A"},null,null,null,null,null,null,null,null,null,null,null,null,null,null,null,null,null,null,null,null,null,null,null,null,null,null,null,null,null,null,null,null,null,null,null,null,null,null,null,null,null,null,null,null,null,null,null,null,null,7496,5.6,6.1,3.3,7.3,7.8,0.7,2.2000000000000002,2.2000000000000002,5.6,9.3000000000000007,7.2,4]
[313.79166666666964,"2011-11-10","19:00:00",10,30.92,"WEEKDAY","On","1978-11-10","19:00:00",13.3,28.94,null,null,"1998-11-10","19:00:00",9,24.98,null,null,"2000-11-10","19:00:00",12.8,32.54,null,null,null,null,1.7,34.159999999999997,null,null,null,null,4,48.019999999999996,null,null,null,null,8.9,40.64,null,null,null,null,3.3,48.019999999999996,null,null,null,null,-2.8,46.04,null,null,null,null,8.3000000000000007,46.94,null,null,null,null,7.8,46.04,null,null,null,null,-3.9,41,null,null,{"$error":"#N/A"},null,null,null,null,null,null,null,null,null,null,null,null,null,null,null,null,null,null,null,null,null,null,null,null,null,null,null,null,null,null,null,null,null,null,null,null,null,null,null,null,null,null,null,null,null,null,null,null,null,7531,-0.6,-1.7,-3.9,0.3,1.2,8.9,4.8,8.9,7.8,8.3000000000000007,7.8,5]
[314.5000000000033,"2011-11-11","12:00:00",8.3000000000000007,33.799999999999997,"WEEKDAY","On","1978-11-11","12:00:00",12.8,33.799999999999997,null,null,"1998-11-11","12:00:00",12,32.72,null,null,"2000-11-11","12:00:00",12.2,33.799999999999997,null,null,null,null,10,33.799999999999997,null,null,null,null,7,48.019999999999996,null,null,null,null,2.8,46.04,null,null,null,null,10,51.08,null,null,null,null,-0.6,64.039999999999992,null,null,null,null,5.6,60.08,null,null,null,null,5,53.96,null,null,null,null,-1.1000000000000001,53.06,null,null,{"$error":"#N/A"},null,null,null,null,null,null,null,null,null,null,null,null,null,null,null,null,null,null,null,null,null,null,null,null,null,null,null,null,null,null,null,null,null,null,null,null,null,null,null,null,null,null,null,null,null,null,null,null,null,7548,1,1,0.4,1,1,8.9,7.8,10.6,17.8,15.6,12.2,11.7]
[316.62500000000426,"2011-11-13","15:00:00",14.4,44.42,"SUNDAY","On","1978-11-13","15:00:00",9.4,46.94,null,null,"1998-11-13","15:00:00",10,42.980000000000004,null,null,"2000-11-13","15:00:00",10,46.94,null,null,null,null,8.3000000000000007,46.94,null,null,null,null,12,48.019999999999996,null,null,null,null,8.9,43.34,null,null,null,null,2.8,48.019999999999996,null,null,null,null,13.9,35.06,null,null,null,null,7.8,41,null,null,null,null,8.9,42.620000000000005,null,null,null,null,10,39.019999999999996,null,null,{"$error":"#N/A"},null,null,null,null,null,null,null,null,null,null,null,null,null,null,null,null,null,null,null,null,null,null,null,null,null,null,null,null,null,null,null,null,null,null,null,null,null,null,null,null,null,null,null,null,null,null,null,null,null,7599,6.9,8.3000000000000007,6.1,8.3000000000000007,8.3000000000000007,8.9,6.3,8.9,1.7,5,5.9,3.9]
[318.08333333333826,"2011-11-15","02:00:00",12.8,41,"WEEKDAY","On","1978-11-15","02:00:00",16.100000000000001,39.92,null,null,"1998-11-15","02:00:00",10,39.019999999999996,null,null,"2000-11-15","02:00:00",4.4000000000000004,41,null,null,null,null,5.6,44.24,null,null,null,null,4,40.28,null,null,null,null,2.2000000000000002,37.22,null,null,null,null,1.1000000000000001,37.94,null,null,null,null,-0.6,30.02,null,null,null,null,1.7,33.979999999999997,null,null,null,null,0,35.96,null,null,null,null,-4.4000000000000004,28.04,null,null,{"$error":"#N/A"},null,null,null,null,null,null,null,null,null,null,null,null,null,null,null,null,null,null,null,null,null,null,null,null,null,null,null,null,null,null,null,null,null,null,null,null,null,null,null,null,null,null,null,null,null,null,null,null,null,7634,5,4.4000000000000004,3.9,5,6.8,4.5999999999999996,2.9,3.3,-1.1000000000000001,1.1000000000000001,2.2000000000000002,-2.2000000000000002]
[318.79166666667192,"2011-11-15","19:00:00",15,48.92,"WEEKDAY","On","1978-11-15","19:00:00",11.1,48.019999999999996,null,null,"1998-11-15","19:00:00",10,44.96,null,null,"2000-11-15","19:00:00",6.1,46.94,null,null,null,null,5,44.96,null,null,null,null,16,50.900000000000006,null,null,null,null,5.6,44.96,null,null,null,null,7.2,37.94,null,null,null,null,4.4000000000000004,33.08,null,null,null,null,7.8,37.94,null,null,null,null,6.7,35.96,null,null,null,null,-1.1000000000000001,30.02,null,null,{"$error":"#N/A"},null,null,null,null,null,null,null,null,null,null,null,null,null,null,null,null,null,null,null,null,null,null,null,null,null,null,null,null,null,null,null,null,null,null,null,null,null,null,null,null,null,null,null,null,null,null,null,null,null,7651,9.4,8.9,7.2,8.3000000000000007,7.2,10.5,7.2,3.3,0.6,3.3,2.2000000000000002,-1.1000000000000001]
[320.66666666667277,"2011-11-17","16:00:00",12.2,48.92,"WEEKDAY","On","1978-11-17","16:00:00",11.1,46.94,null,null,"1998-11-17","16:00:00",7,47.3,null,null,"2000-11-17","16:00:00",10,46.94,null,null,null,null,8.9,46.04,null,null,null,null,8,57.019999999999996,null,null,null,null,6.1,48.92,null,null,null,null,8.9,48.92,null,null,null,null,18.3,37.04,null,null,null,null,5,62.06,null,null,null,null,5.6,57.019999999999996,null,null,null,null,18.899999999999999,33.08,null,null,{"$error":"#N/A"},null,null,null,null,null,null,null,null,null,null,null,null,null,null,null,null,null,null,null,null,null,null,null,null,null,null,null,null,null,null,null,null,null,null,null,null,null,null,null,null,null,null,null,null,null,null,null,null,null,7696,9.4,8.3000000000000007,8.5,8.3000000000000007,7.8,13.9,9.4,9.4,2.8,16.7,13.9,0.6]
[322.33333333334019,"2011-11-19","08:00:00",13.3,57.92,"SATURDAY","On","1978-11-19","08:00:00",8.3000000000000007,55.94,null,null,"1998-11-19","08:00:00",3,57.2,null,null,"2000-11-19","08:00:00",2.2000000000000002,57.92,null,null,null,null,14.4,57.019999999999996,null,null,null,null,5,36.86,null,null,null,null,-1.7,33.08,null,null,null,null,11.1,36.68,null,null,null,null,3.9,19.939999999999998,null,null,null,null,1.7,34.880000000000003,null,null,null,null,-0.6,35.96,null,null,null,null,1.1000000000000001,17.96,null,null,{"$error":"#N/A"},null,null,null,null,null,null,null,null,null,null,null,null,null,null,null,null,null,null,null,null,null,null,null,null,null,null,null,null,null,null,null,null,null,null,null,null,null,null,null,null,null,null,null,null,null,null,null,null,null,7736,14.4,13.3,14,14.4,13.9,2.7,0.6,2.6,-6.7,1.6,2.2000000000000002,-7.8]
[323.04166666667385,"2011-11-20","01:00:00",9.4,42.08,"SUNDAY","On","1978-11-20","01:00:00",7.2,39.92,null,null,"1998-11-20","01:00:00",9,40.28,null,null,"2000-11-20","01:00:00",0.6,41,null,null,null,null,13.9,44.6,null,null,null,null,12,42.8,null,null,null,null,2.2000000000000002,41.9,null,null,null,null,4.4000000000000004,30.02,null,null,null,null,7.2,32,null,null,null,null,5.6,33.08,null,null,null,null,5.6,32.9,null,null,null,null,4.4000000000000004,21.92,null,null,{"$error":"#N/A"},null,null,null,null,null,null,null,null,null,null,null,null,null,null,null,null,null,null,null,null,null,null,null,null,null,null,null,null,null,null,null,null,null,null,null,null,null,null,null,null,null,null,null,null,null,null,null,null,null,7753,5.6,4.4000000000000004,4.5999999999999996,5,7,6,5.5,-1.1000000000000001,0,0.6,0.5,-5.6]
[324.50000000000784,"2011-11-21","12:00:00",14.4,55.94,"WEEKDAY","On","1978-11-21","12:00:00",4.4000000000000004,53.96,null,null,"1998-11-21","12:00:00",8,53.06,null,null,"2000-11-21","12:00:00",4.4000000000000004,57.019999999999996,null,null,null,null,12.8,55.94,null,null,null,null,6.1,37.04,null,null,null,null,0,32.18,null,null,null,null,8.3000000000000007,48.019999999999996,null,null,null,null,-10.6,30.92,null,null,null,null,4.4000000000000004,44.96,null,null,null,null,3.3,48.019999999999996,null,null,null,null,-12.2,21.02,null,null,{"$error":"#N/A"},null,null,null,null,null,null,null,null,null,null,null,null,null,null,null,null,null,null,null,null,null,null,null,null,null,null,null,null,null,null,null,null,null,null,null,null,null,null,null,null,null,null,null,null,null,null,null,null,null,7788,13.3,12.2,11.7,13.9,13.3,2.8,0.1,8.9,-0.6,7.2,8.9,-6.1]
[326.62500000000881,"2011-11-23","15:00:00",7.8,44.06,"WEEKDAY","On","1978-11-23","15:00:00",6.7,42.08,null,null,"1998-11-23","15:00:00",13,41,null,null,"2000-11-23","15:00:00",2.2000000000000002,42.980000000000004,null,null,null,null,11.7,42.08,null,null,null,null,14,37.94,null,null,null,null,1.1000000000000001,26.96,null,null,null,null,10.6,35.06,null,null,null,null,7.8,51.980000000000004,null,null,null,null,2.8,35.78,null,null,null,null,3.3,35.06,null,null,null,null,5,46.04,null,null,{"$error":"#N/A"},null,null,null,null,null,null,null,null,null,null,null,null,null,null,null,null,null,null,null,null,null,null,null,null,null,null,null,null,null,null,null,null,null,null,null,null,null,null,null,null,null,null,null,null,null,null,null,null,null,7839,6.7,5.6,5,6.1,5.6,3.3,-2.8,1.7,11.1,2.1,1.7,7.8]
[327.33333333334247,"2011-11-24","08:00:00",-2.2000000000000002,32.54,"WEEKDAY","On","1978-11-24","08:00:00",9.4,37.04,null,null,"1998-11-24","08:00:00",10,33.08,null,null,"2000-11-24","08:00:00",-3.9,33.979999999999997,null,null,null,null,6.1,38.840000000000003,null,null,null,null,9,24.98,null,null,null,null,-3.3,23,null,null,null,null,8.9,19.939999999999998,null,null,null,null,11.1,60.08,null,null,null,null,-2.8,33.08,null,null,null,null,-2.2000000000000002,30.92,null,null,null,null,8.9,53.96,null,null,{"$error":"#N/A"},null,null,null,null,null,null,null,null,null,null,null,null,null,null,null,null,null,null,null,null,null,null,null,null,null,null,null,null,null,null,null,null,null,null,null,null,null,null,null,null,null,null,null,null,null,null,null,null,null,7856,0.3,2.8,0.6,1.1000000000000001,3.8,-3.9,-5,-6.7,15.6,0.6,-0.6,12.2]
[328.79166666667646,"2011-11-25","19:00:00",9.4,57.019999999999996,"WEEKDAY","On","1978-11-25","19:00:00",2.2000000000000002,55.94,null,null,"1998-11-25","19:00:00",5,51.980000000000004,null,null,"2000-11-25","19:00:00",2.2000000000000002,51.980000000000004,null,null,null,null,2.2000000000000002,50,null,null,null,null,14,39.200000000000003,null,null,null,null,4.4000000000000004,34.880000000000003,null,null,null,null,1.7,39.019999999999996,null,null,null,null,13.3,40.64,null,null,null,null,9.4,44.6,null,null,null,null,6.1,44.96,null,null,null,null,-1.1000000000000001,39.200000000000003,null,null,{"$error":"#N/A"},null,null,null,null,null,null,null,null,null,null,null,null,null,null,null,null,null,null,null,null,null,null,null,null,null,null,null,null,null,null,null,null,null,null,null,null,null,null,null,null,null,null,null,null,null,null,null,null,null,7891,13.9,13.3,11.1,11.1,10,4,1.6,3.9,4.8,7,7.2,4]
[331.25000000001091,"2011-11-28","06:00:00",8.9,32.9,"WEEKDAY","On","1978-11-28","06:00:00",2.2000000000000002,32.54,null,null,"1998-11-28","06:00:00",2,28.94,null,null,"2000-11-28","06:00:00",4.4000000000000004,35.6,null,null,null,null,11.7,36.68,null,null,null,null,9,35.78,null,null,null,null,4.4000000000000004,33.08,null,null,null,null,8.3000000000000007,26.96,null,null,null,null,1.1000000000000001,26.96,null,null,null,null,3.3,30.92,null,null,null,null,4.4000000000000004,28.94,null,null,null,null,-5.6,21.02,null,null,{"$error":"#N/A"},null,null,null,null,null,null,null,null,null,null,null,null,null,null,null,null,null,null,null,null,null,null,null,null,null,null,null,null,null,null,null,null,null,null,null,null,null,null,null,null,null,null,null,null,null,null,null,null,null,7950,0.5,0.3,-1.7,2,2.6,2.1,0.6,-2.8,-2.8,-0.6,-1.7,-6.1]
[332.33333333334474,"2011-11-29","08:00:00",9.4,48.92,"WEEKDAY","On","1978-11-29","08:00:00",2.2000000000000002,44.96,null,null,"1998-11-29","08:00:00",6,46.04,null,null,"2000-11-29","08:00:00",3.9,46.94,null,null,null,null,5.6,51.08,null,null,null,null,6,24.08,null,null,null,null,1.1000000000000001,30.02,null,null,null,null,2.2000000000000002,30.92,null,null,null,null,3.3,24.08,null,null,null,null,1.7,30.92,null,null,null,null,2.2000000000000002,28.04,null,null,null,null,-4.4000000000000004,15.079999999999998,null,null,{"$error":"#N/A"},null,null,null,null,null,null,null,null,null,null,null,null,null,null,null,null,null,null,null,null,null,null,null,null,null,null,null,null,null,null,null,null,null,null,null,null,null,null,null,null,null,null,null,null,null,null,null,null,null,7976,9.4,7.2,7.8,8.3000000000000007,10.6,-4.4000000000000004,-1.1000000000000001,-0.6,-4.4000000000000004,-0.6,-2.2000000000000002,-9.4]
[333.0416666666784,"2011-11-30","01:00:00",10,42.980000000000004,"WEEKDAY","On","1978-11-30","01:00:00",4.4000000000000004,42.08,null,null,"1998-11-30","01:00:00",9,39.92,null,null,"2000-11-30","01:00:00",5.6,41,null,null,null,null,3.3,44.6,null,null,null,null,8,36.86,null,null,null,null,-1.1000000000000001,39.019999999999996,null,null,null,null,1.1000000000000001,21.02,null,null,null,null,6.1,34.880000000000003,null,null,null,null,1.7,33.979999999999997,null,null,null,null,2.2000000000000002,30.02,null,null,null,null,2.2000000000000002,34.520000000000003,null,null,{"$error":"#N/A"},null,null,null,null,null,null,null,null,null,null,null,null,null,null,null,null,null,null,null,null,null,null,null,null,null,null,null,null,null,null,null,null,null,null,null,null,null,null,null,null,null,null,null,null,null,null,null,null,null,7993,6.1,5.6,4.4000000000000004,5,7,2.7,3.9,-6.1,1.6,1.1000000000000001,-1.1000000000000001,1.4]
[335.16666666667936,"2011-12-02","04:00:00",2.2000000000000002,44.06,"WEEKDAY","On","1977-12-02","04:00:00",7.2,44.06,null,null,"2000-12-02","04:00:00",-3,53.6,null,null,"1997-12-02","04:00:00",1.1000000000000001,55.94,null,null,null,null,2,55.94,null,null,null,null,5,57.019999999999996,null,null,null,null,1.7,44.06,null,null,null,null,2.2000000000000002,46.94,null,null,null,null,6.1,42.980000000000004,null,null,null,null,5.6,33.08,null,null,null,null,6.1,40.64,null,null,null,null,-0.6,24.08,null,null,{"$error":"#N/A"},null,null,null,null,null,null,null,null,null,null,null,null,null,null,null,null,null,null,null,null,null,null,null,null,null,null,null,null,null,null,null,null,null,null,null,null,null,null,null,null,null,null,null,null,null,null,null,null,null,8044,6.7,6.7,12,13.3,13.3,13.9,6.7,8.3000000000000007,6.1,0.6,4.8,-4.4000000000000004]
[336.62500000001336,"2011-12-03","15:00:00",0,53.96,"SATURDAY","On","1977-12-03","15:00:00",8.3000000000000007,53.06,null,null,"2000-12-03","15:00:00",3,41.9,null,null,"1997-12-03","15:00:00",8.3000000000000007,51.980000000000004,null,null,null,null,11,42.08,null,null,null,null,6,39.92,null,null,null,null,-2.2000000000000002,33.619999999999997,null,null,null,null,-4.2,46.04,null,null,null,null,2.2000000000000002,32.36,null,null,null,null,-0.6,33.979999999999997,null,null,null,null,1.1000000000000001,35.96,null,null,null,null,-12.2,32.36,null,null,{"$error":"#N/A"},null,null,null,null,null,null,null,null,null,null,null,null,null,null,null,null,null,null,null,null,null,null,null,null,null,null,null,null,null,null,null,null,null,null,null,null,null,null,null,null,null,null,null,null,null,null,null,null,null,8079,12.2,11.7,5.5,11.1,5.6,4.4000000000000004,0.9,7.8,0.2,1.1000000000000001,2.2000000000000002,0.2]
[337.33333333334701,"2011-12-04","08:00:00",0,37.94,"SUNDAY","On","1977-12-04","08:00:00",1.7,37.04,null,null,"2000-12-04","08:00:00",-3,33.08,null,null,"1997-12-04","08:00:00",6.1,42.08,null,null,null,null,8,39.56,null,null,null,null,-6,33.979999999999997,null,null,null,null,7.8,26.96,null,null,null,null,6.1,37.04,null,null,null,null,-1.1000000000000001,32.36,null,null,null,null,-2.2000000000000002,35.06,null,null,null,null,-1.1000000000000001,28.94,null,null,null,null,-0.6,28.4,null,null,{"$error":"#N/A"},null,null,null,null,null,null,null,null,null,null,null,null,null,null,null,null,null,null,null,null,null,null,null,null,null,null,null,null,null,null,null,null,null,null,null,null,null,null,null,null,null,null,null,null,null,null,null,null,null,8096,3.3,2.8,0.6,5.6,4.2,1.1000000000000001,-2.8,2.8,0.2,1.7,-1.7,-2]
[339.45833333334798,"2011-12-06","11:00:00",-3.9,34.700000000000003,"WEEKDAY","On","1977-12-06","11:00:00",2.8,34.700000000000003,null,null,"2000-12-06","11:00:00",-3,39.019999999999996,null,null,"1997-12-06","11:00:00",2.8,44.96,null,null,null,null,3,43.16,null,null,null,null,0,41,null,null,null,null,6.1,37.4,null,null,null,null,7.8,33.26,null,null,null,null,-1.1000000000000001,37.04,null,null,null,null,-4.4000000000000004,37.76,null,null,null,null,-2.8,32.9,null,null,null,null,5.6,24.98,null,null,{"$error":"#N/A"},null,null,null,null,null,null,null,null,null,null,null,null,null,null,null,null,null,null,null,null,null,null,null,null,null,null,null,null,null,null,null,null,null,null,null,null,null,null,null,null,null,null,null,null,null,null,null,null,null,8147,1.5,1.5,3.9,7.2,6.2,5,3,0.7,2.8,3.2,0.5,-3.9]
[340.91666666668198,"2011-12-07","22:00:00",-2.8,30.02,"WEEKDAY","On","1977-12-07","22:00:00",-2.8,28.94,null,null,"2000-12-07","22:00:00",-4,33.619999999999997,null,null,"1997-12-07","22:00:00",5,42.08,null,null,null,null,4,37.76,null,null,null,null,3,26.96,null,null,null,null,7.8,26.060000000000002,null,null,null,null,0,33.979999999999997,null,null,null,null,-7.8,32,null,null,null,null,-7.8,24.98,null,null,null,null,-6.1,21.02,null,null,null,null,-0.6,6.0799999999999983,null,null,{"$error":"#N/A"},null,null,null,null,null,null,null,null,null,null,null,null,null,null,null,null,null,null,null,null,null,null,null,null,null,null,null,null,null,null,null,null,null,null,null,null,null,null,null,null,null,null,null,null,null,null,null,null,null,8182,-1.1000000000000001,-1.7,0.9,5.6,3.2,-2.8,-3.3,1.1000000000000001,0,-3.9,-6.1,-14.4]
[342.2916666666826,"2011-12-09","07:00:00",0,30.02,"WEEKDAY","On","1977-12-09","07:00:00",3.3,28.94,null,null,"2000-12-09","07:00:00",-3,26.96,null,null,"1997-12-09","07:00:00",-1.1000000000000001,37.4,null,null,null,null,-4,33.619999999999997,null,null,null,null,-2,28.04,null,null,null,null,-0.6,21.92,null,null,null,null,1.1000000000000001,32,null,null,null,null,1.1000000000000001,24.8,null,null,null,null,0.6,42.980000000000004,null,null,null,null,1.1000000000000001,26.060000000000002,null,null,null,null,-4.4000000000000004,39.019999999999996,null,null,{"$error":"#N/A"},null,null,null,null,null,null,null,null,null,null,null,null,null,null,null,null,null,null,null,null,null,null,null,null,null,null,null,null,null,null,null,null,null,null,null,null,null,null,null,null,null,null,null,null,null,null,null,null,null,8215,-1.1000000000000001,-1.7,-2.8,3,0.9,-2.2000000000000002,-5.6,0,-4,6.1,-3.3,3.9]
[343.04166666668294,"2011-12-10","01:00:00",2.8,32,"SATURDAY","On","1977-12-10","01:00:00",-6.1,30.02,null,null,"2000-12-10","01:00:00",-6,26.060000000000002,null,null,"1997-12-10","01:00:00",3.3,35.06,null,null,null,null,2,34.340000000000003,null,null,null,null,4,17.96,null,null,null,null,-8.3000000000000007,26.060000000000002,null,null,null,null,-3.3,32,null,null,null,null,-8.9,32,null,null,null,null,-10,53.06,null,null,null,null,-8.3000000000000007,28.94,null,null,null,null,-6.1,50,null,null,{"$error":"#N/A"},null,null,null,null,null,null,null,null,null,null,null,null,null,null,null,null,null,null,null,null,null,null,null,null,null,null,null,null,null,null,null,null,null,null,null,null,null,null,null,null,null,null,null,null,null,null,null,null,null,8233,0,-1.1000000000000001,-3.3,1.7,1.3,-7.8,-3.3,0,0,11.7,-1.7,10]
[345.16666666668391,"2011-12-12","04:00:00",3.9,33.619999999999997,"WEEKDAY","On","1977-12-12","04:00:00",-8.3000000000000007,33.619999999999997,null,null,"2000-12-12","04:00:00",8,33.619999999999997,null,null,"1997-12-12","04:00:00",1.1000000000000001,30.02,null,null,null,null,3,42.44,null,null,null,null,4,24.98,null,null,null,null,-5.6,33.08,null,null,null,null,-7.8,15.079999999999998,null,null,null,null,-20,32,null,null,null,null,-11.1,17.059999999999999,null,null,null,null,-15,32.54,null,null,null,null,-3.9,19.939999999999998,null,null,{"$error":"#N/A"},null,null,null,null,null,null,null,null,null,null,null,null,null,null,null,null,null,null,null,null,null,null,null,null,null,null,null,null,null,null,null,null,null,null,null,null,null,null,null,null,null,null,null,null,null,null,null,null,null,8284,0.9,0.9,0.9,-1.1000000000000001,5.8,-3.9,0.6,-9.4,0,-8.3000000000000007,0.3,-6.7]
[345.87500000001756,"2011-12-12","21:00:00",3.3,33.979999999999997,"WEEKDAY","On","1977-12-12","21:00:00",-0.6,33.26,null,null,"2000-12-12","21:00:00",-3,45.68,null,null,"1997-12-12","21:00:00",2.8,34.340000000000003,null,null,null,null,1,48.019999999999996,null,null,null,null,5,41.54,null,null,null,null,-1.7,39.380000000000003,null,null,null,null,-1.5,26.96,null,null,null,null,-7.6,41.72,null,null,null,null,-1.1000000000000001,28.94,null,null,null,null,0,28.94,null,null,null,null,-1.1000000000000001,24.98,null,null,{"$error":"#N/A"},null,null,null,null,null,null,null,null,null,null,null,null,null,null,null,null,null,null,null,null,null,null,null,null,null,null,null,null,null,null,null,null,null,null,null,null,null,null,null,null,null,null,null,null,null,null,null,null,null,8301,1.1000000000000001,0.7,7.6,1.3,8.9,5.3,4.0999999999999996,-2.8,5.4,-1.7,-1.7,-3.9]
[347.33333333335156,"2011-12-14","08:00:00",-0.6,39.200000000000003,"WEEKDAY","On","1977-12-14","08:00:00",2.2000000000000002,38.299999999999997,null,null,"2000-12-14","08:00:00",1,44.06,null,null,"1997-12-14","08:00:00",1.1000000000000001,33.799999999999997,null,null,null,null,0,50,null,null,null,null,0,43.16,null,null,null,null,-3.9,46.04,null,null,null,null,0.2,32.72,null,null,null,null,3.1,46.94,null,null,null,null,6.1,37.04,null,null,null,null,4.4000000000000004,35.6,null,null,null,null,-7.8,35.96,null,null,{"$error":"#N/A"},null,null,null,null,null,null,null,null,null,null,null,null,null,null,null,null,null,null,null,null,null,null,null,null,null,null,null,null,null,null,null,null,null,null,null,null,null,null,null,null,null,null,null,null,null,null,null,null,null,8336,4,3.5,6.7,1,10,6.2,7.8,0.4,8.3000000000000007,2.8,2,2.2000000000000002]
[{"$f":"A8404+1/24","v":349.45833333335253},"2011-12-16","11:00:00",5,39.92,"WEEKDAY","On","1977-12-16","11:00:00",5,39.019999999999996,null,null,"2000-12-16","11:00:00",3,35.6,null,null,"1997-12-16","11:00:00",6.1,28.04,null,null,null,null,9,37.04,null,null,null,null,-1,33.44,null,null,null,null,2.2000000000000002,24.08,null,null,null,null,4.8,17.96,null,null,null,null,3.1,28.04,null,null,null,null,2.8,30.92,null,null,null,null,4.4000000000000004,35.96,null,null,null,null,3.9,19.939999999999998,null,null,{"$error":"#N/A"},null,null,null,null,null,null,null,null,null,null,null,null,null,null,null,null,null,null,null,null,null,null,null,null,null,null,null,null,null,null,null,null,null,null,null,null,null,null,null,null,null,null,null,null,null,null,null,null,null,8387,4.4000000000000004,3.9,2,-2.2000000000000002,2.8,0.8,-4.4000000000000004,-7.8,-2.2000000000000002,-0.6,2.2000000000000002,-6.7]
[350.91666666668652,"2011-12-17","22:00:00",3.3,42.08,"SATURDAY","On","1977-12-17","22:00:00",3.9,41,null,null,"2000-12-17","22:00:00",2,24.08,null,null,"1997-12-17","22:00:00",5,28.04,null,null,null,null,5,34.700000000000003,null,null,null,null,-6,21.02,null,null,null,null,-3.9,17.96,null,null,null,null,-2.2000000000000002,19.04,null,null,null,null,-2.2000000000000002,19.04,null,null,null,null,0,28.94,null,null,null,null,0,32.18,null,null,null,null,-7.8,26.96,null,null,{"$error":"#N/A"},null,null,null,null,null,null,null,null,null,null,null,null,null,null,null,null,null,null,null,null,null,null,null,null,null,null,null,null,null,null,null,null,null,null,null,null,null,null,null,null,null,null,null,null,null,null,null,null,null,8422,5.6,5,-4.4000000000000004,-2.2000000000000002,1.5,-6.1,-7.8,-7.2,-7.2,-1.7,0.1,-2.8]
[351.66666666668687,"2011-12-18","16:00:00",2.2000000000000002,35.96,"SUNDAY","On","1977-12-18","16:00:00",0.6,36.5,null,null,"2000-12-18","16:00:00",1,28.04,null,null,"1997-12-18","16:00:00",5.6,37.04,null,null,null,null,7,33.26,null,null,null,null,2,26.060000000000002,null,null,null,null,-3.3,21.92,null,null,null,null,-5,30.02,null,null,null,null,-1.1000000000000001,26.6,null,null,null,null,3.3,19.04,null,null,null,null,2.2000000000000002,28.04,null,null,null,null,-12.2,15.079999999999998,null,null,{"$error":"#N/A"},null,null,null,null,null,null,null,null,null,null,null,null,null,null,null,null,null,null,null,null,null,null,null,null,null,null,null,null,null,null,null,null,null,null,null,null,null,null,null,null,null,null,null,null,null,null,null,null,null,8440,2.2000000000000002,2.5,-2.2000000000000002,2.8,0.7,-3.3,-5.6,-1.1000000000000001,-3,-7.2,-2.2000000000000002,-9.4]
[353.70833333335446,"2011-12-20","17:00:00",2.2000000000000002,42.08,"WEEKDAY","On","1977-12-20","17:00:00",3.9,44.6,null,null,"2000-12-20","17:00:00",-2,26.96,null,null,"1997-12-20","17:00:00",6.7,28.94,null,null,null,null,6,33.799999999999997,null,null,null,null,-12,21.02,null,null,null,null,-3.3,21.92,null,null,null,null,-3.9,19.939999999999998,null,null,null,null,2.1,26.96,null,null,null,null,4.4000000000000004,24.08,null,null,null,null,3.3,44.78,null,null,null,null,-8.9,8.9599999999999973,null,null,{"$error":"#N/A"},null,null,null,null,null,null,null,null,null,null,null,null,null,null,null,null,null,null,null,null,null,null,null,null,null,null,null,null,null,null,null,null,null,null,null,null,null,null,null,null,null,null,null,null,null,null,null,null,null,8489,5.6,7,-2.8,-1.7,1,-6.1,-5.6,-6.7,-2.8,-4.4000000000000004,7.1,-12.8]
[355.16666666668846,"2011-12-22","04:00:00",3.3,51.980000000000004,"WEEKDAY","On","1977-12-22","04:00:00",2.2000000000000002,53.06,null,null,"2000-12-22","04:00:00",-1,33.979999999999997,null,null,"1997-12-22","04:00:00",-3.3,30.92,null,null,null,null,-5,41.72,null,null,null,null,-9,35.24,null,null,null,null,-3.9,33.799999999999997,null,null,null,null,-3.9,21.02,null,null,null,null,-1.7,35.42,null,null,null,null,-3.3,33.619999999999997,null,null,null,null,-1.7,32,null,null,null,null,-10.6,12.920000000000002,null,null,{"$error":"#N/A"},null,null,null,null,null,null,null,null,null,null,null,null,null,null,null,null,null,null,null,null,null,null,null,null,null,null,null,null,null,null,null,null,null,null,null,null,null,null,null,null,null,null,null,null,null,null,null,null,null,8524,11.1,11.7,1.1000000000000001,-0.6,5.4,1.8,1,-6.1,1.9,0.9,0,-10.6]
[355.87500000002211,"2011-12-22","21:00:00",9.4,42.08,"WEEKDAY","On","1977-12-22","21:00:00",1.1000000000000001,42.08,null,null,"2000-12-22","21:00:00",-4,36.14,null,null,"1997-12-22","21:00:00",1.7,37.94,null,null,null,null,2,40.64,null,null,null,null,-2,33.799999999999997,null,null,null,null,-1.1000000000000001,34.880000000000003,null,null,null,null,-1.7,26.060000000000002,null,null,null,null,0,35.96,null,null,null,null,-1.7,39.56,null,null,null,null,0,32,null,null,null,null,-1.7,33.26,null,null,{"$error":"#N/A"},null,null,null,null,null,null,null,null,null,null,null,null,null,null,null,null,null,null,null,null,null,null,null,null,null,null,null,null,null,null,null,null,null,null,null,null,null,null,null,null,null,null,null,null,null,null,null,null,null,8541,5.6,5.6,2.2999999999999998,3.3,4.8,1,1.6,-3.3,2.2000000000000002,4.2,0,0.7]
[358.00000000002308,"2011-12-24",1,8.3000000000000007,37.04,"SATURDAY","On","1977-12-24",1,6.1,35.96,null,null,"2000-12-24",1,-4,37.94,null,null,"1997-12-24",1,3.3,41,null,null,null,null,3,42.980000000000004,null,null,null,null,-7,33.26,null,null,null,null,-0.6,36.32,null,null,null,null,-0.2,33.44,null,null,null,null,5.4,38.659999999999997,null,null,null,null,6.1,30.02,null,null,null,null,5.6,32.18,null,null,null,null,-2.8,24.08,null,null,{"$error":"#N/A"},null,null,null,null,null,null,null,null,null,null,null,null,null,null,null,null,null,null,null,null,null,null,null,null,null,null,null,null,null,null,null,null,null,null,null,null,null,null,null,null,null,null,null,null,null,null,null,null,null,8592,2.8,2.2000000000000002,3.3,5,6.1,0.7,2.4,0.8,3.7,-1.1000000000000001,0.1,-4.4000000000000004]
[359.45833333335707,"2011-12-26","11:00:00",2.8,35.6,"WEEKDAY","On","1977-12-26","11:00:00",-3.9,35.6,null,null,"2000-12-26","11:00:00",-5,51.980000000000004,null,null,"1997-12-26","11:00:00",8.9,42.980000000000004,null,null,null,null,10,53.06,null,null,null,null,-4,57.019999999999996,null,null,null,null,-5,36.14,null,null,null,null,-1.1000000000000001,41,null,null,null,null,-7.9,35.06,null,null,null,null,-10.6,37.4,null,null,null,null,-9.4,32.54,null,null,null,null,-1.7,21.92,null,null,{"$error":"#N/A"},null,null,null,null,null,null,null,null,null,null,null,null,null,null,null,null,null,null,null,null,null,null,null,null,null,null,null,null,null,null,null,null,null,null,null,null,null,null,null,null,null,null,null,null,null,null,null,null,null,8627,2,2,11.1,6.1,11.7,13.9,2.2999999999999998,5,1.7,3,0.3,-5.6]
[360.16666666669073,"2011-12-27","04:00:00",4.4000000000000004,37.76,"WEEKDAY","On","1977-12-27","04:00:00",-8.3000000000000007,37.76,null,null,"2000-12-27","04:00:00",-5,24.98,null,null,"1997-12-27","04:00:00",3.3,33.44,null,null,null,null,0,24.98,null,null,null,null,-6,26.96,null,null,null,null,-6.1,15.98,null,null,null,null,-3.9,17.96,null,null,null,null,-10.6,24.08,null,null,null,null,-11.7,55.94,null,null,null,null,-10,24.98,null,null,null,null,-6.7,32.72,null,null,{"$error":"#N/A"},null,null,null,null,null,null,null,null,null,null,null,null,null,null,null,null,null,null,null,null,null,null,null,null,null,null,null,null,null,null,null,null,null,null,null,null,null,null,null,null,null,null,null,null,null,null,null,null,null,8644,3.2,3.2,-3.9,0.8,-3.9,-2.8,-8.9,-7.8,-4.4000000000000004,13.3,-3.9,0.4]
[361.62500000002473,"2011-12-28","15:00:00",10.6,53.06,"WEEKDAY","On","1977-12-28","15:00:00",-2.8,57.019999999999996,null,null,"2000-12-28","15:00:00",-4,36.86,null,null,"1997-12-28","15:00:00",2.8,62.06,null,null,null,null,3,36.14,null,null,null,null,-3,35.96,null,null,null,null,-7.2,28.04,null,null,null,null,-6.7,43.52,null,null,null,null,-5.7,32.36,null,null,null,null,-8.9,37.94,null,null,null,null,-6.1,55.040000000000006,null,null,null,null,-11.1,39.019999999999996,null,null,{"$error":"#N/A"},null,null,null,null,null,null,null,null,null,null,null,null,null,null,null,null,null,null,null,null,null,null,null,null,null,null,null,null,null,null,null,null,null,null,null,null,null,null,null,null,null,null,null,null,null,null,null,null,null,8679,11.7,13.9,2.7,16.7,2.2999999999999998,2.2000000000000002,-2.2000000000000002,6.4,0.2,3.3,12.8,3.9]
[362.45833333335844,"2011-12-29","11:00:00",7.8,50,"WEEKDAY","On","1977-12-29","11:00:00",-3.9,48.019999999999996,null,null,"2000-12-29","11:00:00",-5,42.08,null,null,"1997-12-29","11:00:00",3.3,42.08,null,null,null,null,6,48.92,null,null,null,null,2,38.480000000000004,null,null,null,null,-11.7,37.94,null,null,null,null,-10.4,34.159999999999997,null,null,null,null,-4.0999999999999996,38.840000000000003,null,null,null,null,-5.6,37.94,null,null,null,null,-4.4000000000000004,30.92,null,null,null,null,-12.8,33.08,null,null,{"$error":"#N/A"},null,null,null,null,null,null,null,null,null,null,null,null,null,null,null,null,null,null,null,null,null,null,null,null,null,null,null,null,null,null,null,null,null,null,null,null,null,null,null,null,null,null,null,null,null,null,null,null,null,8699,10,8.9,5.6,5.6,9.4,3.6,3.3,1.2,3.8,3.3,-0.6,0.6]
[362.50000000002512,"2011-12-29","12:00:00",10,46.94,"WEEKDAY","On","1977-12-29","12:00:00",-3.3,48.92,null,null,"2000-12-29","12:00:00",-4,43.16,null,null,"1997-12-29","12:00:00",3.9,42.08,null,null,null,null,5,48.92,null,null,null,null,3,39.019999999999996,null,null,null,null,-10.6,39.56,null,null,null,null,-8.5,35.06,null,null,null,null,-3.1,39.56,null,null,null,null,-4.4000000000000004,39.92,null,null,null,null,-3.3,30.92,null,null,null,null,-11.7,32.18,null,null,{"$error":"#N/A"},null,null,null,null,null,null,null,null,null,null,null,null,null,null,null,null,null,null,null,null,null,null,null,null,null,null,null,null,null,null,null,null,null,null,null,null,null,null,null,null,null,null,null,null,null,null,null,null,null,8700,8.3000000000000007,9.4,6.2,5.6,9.4,3.9,4.2,1.7,4.2,4.4000000000000004,-0.6,0.1]
[362.54166666669181,"2011-12-29","13:00:00",11.1,48.019999999999996,"WEEKDAY","On","1977-12-29","13:00:00",-2.8,48.92,null,null,"2000-12-29","13:00:00",-2,46.04,null,null,"1997-12-29","13:00:00",3.3,41,null,null,null,null,5,48.92,null,null,null,null,4,40.1,null,null,null,null,-9.4,40.82,null,null,null,null,-6.7,34.520000000000003,null,null,null,null,-2.2000000000000002,40.46,null,null,null,null,-5.6,39.92,null,null,null,null,-2.8,28.94,null,null,null,null,-11.1,35.06,null,null,{"$error":"#N/A"},null,null,null,null,null,null,null,null,null,null,null,null,null,null,null,null,null,null,null,null,null,null,null,null,null,null,null,null,null,null,null,null,null,null,null,null,null,null,null,null,null,null,null,null,null,null,null,null,null,8701,8.9,9.4,7.8,5,9.4,4.5,4.9000000000000004,1.4,4.7,4.4000000000000004,-1.7,1.7]
[362.5833333333585,"2011-12-29","14:00:00",12.2,48.019999999999996,"WEEKDAY","On","1977-12-29","14:00:00",-1.7,48.019999999999996,null,null,"2000-12-29","14:00:00",-1,46.94,null,null,"1997-12-29","14:00:00",3.3,41,null,null,null,null,6,50,null,null,null,null,5,42.8,null,null,null,null,-8.3000000000000007,41.18,null,null,null,null,-6.9,35.96,null,null,null,null,-2.4,40.46,null,null,null,null,-5.6,39.92,null,null,null,null,-2.8,28.94,null,null,null,null,-10.6,33.979999999999997,null,null,{"$error":"#N/A"},null,null,null,null,null,null,null,null,null,null,null,null,null,null,null,null,null,null,null,null,null,null,null,null,null,null,null,null,null,null,null,null,null,null,null,null,null,null,null,null,null,null,null,null,null,null,null,null,null,8702,8.9,8.9,8.3000000000000007,5,10,6,5.0999999999999996,2.2000000000000002,4.7,4.4000000000000004,-1.7,1.1000000000000001]
[362.62500000002518,"2011-12-29","15:00:00",12.8,46.94,"WEEKDAY","On","1977-12-29","15:00:00",-1.7,48.019999999999996,null,null,"2000-12-29","15:00:00",-1,48.019999999999996,null,null,"1997-12-29","15:00:00",3.9,41,null,null,null,null,7,48.92,null,null,null,null,5,48.019999999999996,null,null,null,null,-6.7,42.44,null,null,null,null,-7,35.42,null,null,null,null,-2.6,41,null,null,null,null,-3.3,39.92,null,null,null,null,-3.3,28.94,null,null,null,null,-10.6,33.979999999999997,null,null,{"$error":"#N/A"},null,null,null,null,null,null,null,null,null,null,null,null,null,null,null,null,null,null,null,null,null,null,null,null,null,null,null,null,null,null,null,null,null,null,null,null,null,null,null,null,null,null,null,null,null,null,null,null,null,8703,8.3000000000000007,8.9,8.9,5,9.4,8.9,5.8,1.9,5,4.4000000000000004,-1.7,1.1000000000000001]
[362.66666666669187,"2011-12-29","16:00:00",10.6,46.94,"WEEKDAY","On","1977-12-29","16:00:00",-1.7,46.94,null,null,"2000-12-29","16:00:00",-2,46.94,null,null,"1997-12-29","16:00:00",5,39.019999999999996,null,null,null,null,6,46.94,null,null,null,null,4,48.019999999999996,null,null,null,null,-7.2,41.54,null,null,null,null,-7.2,34.520000000000003,null,null,null,null,-2.8,39.92,null,null,null,null,-2.8,39.92,null,null,null,null,-3.3,28.94,null,null,null,null,-11.1,33.619999999999997,null,null,{"$error":"#N/A"},null,null,null,null,null,null,null,null,null,null,null,null,null,null,null,null,null,null,null,null,null,null,null,null,null,null,null,null,null,null,null,null,null,null,null,null,null,null,null,null,null,null,null,null,null,null,null,null,null,8704,8.3000000000000007,8.3000000000000007,8.3000000000000007,3.9,8.3000000000000007,8.9,5.3,1.4,4.4000000000000004,4.4000000000000004,-1.7,0.9]
[362.70833333335855,"2011-12-29","17:00:00",8.9,46.94,{"$f":"IF(WEEKDAY(B8723)=1,\"SUNDAY\",IF(WEEKDAY(B8723)=7,\"SATURDAY\",\"WEEKDAY\"))","v":"WEEKDAY"},{"$f":"IFERROR(IF(F8723=\"WEEKDAY\",VLOOKUP(C8723,$DE$19:$DH$42,2),IF(F8723=\"SATURDAY\",VLOOKUP(C8723,$DE$19:$DH$42,3),VLOOKUP(C8723,$DE$19:$DH$42,4))),\"On\")","v":"On"},"1977-12-29","17:00:00",-1.7,44.96,null,null,"2000-12-29","17:00:00",-3,46.94,null,null,"1997-12-29","17:00:00",6.1,39.019999999999996,null,null,null,null,6,48.92,null,null,null,null,3,44.06,null,null,null,null,-7.2,41.54,null,null,null,null,-8.3000000000000007,34.159999999999997,null,null,null,null,-3,39.92,null,null,null,null,-2.8,42.8,null,null,null,null,-3.9,28.94,null,null,null,null,-11.7,33.08,null,null,{"$error":"#N/A"},null,null,null,null,null,null,null,null,null,null,null,null,null,null,null,null,null,null,null,null,null,null,null,null,null,null,null,null,null,null,null,null,null,null,null,null,null,null,null,null,null,null,null,null,null,null,null,null,null,8705,8.3000000000000007,7.2,8.3000000000000007,3.9,9.4,6.7,5.3,1.2,4.4000000000000004,6,-1.7,0.6]
[362.75000000002524,"2011-12-29","18:00:00",7.8,{"$f":"CONVERT(CHOOSE($D$9,D8724,DU8724), \"C\", \"F\")","v":44.96},"WEEKDAY","On","1977-12-29","18:00:00",-1.7,{"$f":"CONVERT(CHOOSE($D$9,J8724,DV8724), \"C\", \"F\")","v":44.06},null,null,"2000-12-29","18:00:00",-4,{"$f":"CONVERT(CHOOSE($D$9,P8724,DW8724), \"C\", \"F\")","v":44.06},null,null,"1997-12-29","18:00:00",6.1,{"$f":"CONVERT(CHOOSE($D$9,V8724,DX8724), \"C\", \"F\")","v":39.019999999999996},null,null,null,null,6,{"$f":"CONVERT(CHOOSE($D$9,AB8724,DY8724), \"C\", \"F\")","v":47.3},null,null,null,null,2,{"$f":"CONVERT(CHOOSE($D$9,AH8724,DZ8724), \"C\", \"F\")","v":40.82},null,null,null,null,-7.8,{"$f":"CONVERT(CHOOSE($D$9,AN8724,EA8724), \"C\", \"F\")","v":37.94},null,null,null,null,-9.5,{"$f":"CONVERT(CHOOSE($D$9,AT8724,EB8724), \"C\", \"F\")","v":32.18},null,null,null,null,-3.1,{"$f":"CONVERT(CHOOSE($D$9,AZ8724,EC8724), \"C\", \"F\")","v":37.94},null,null,null,null,-3.9,{"$f":"CONVERT(CHOOSE($D$9,BF8724,ED8724), \"C\", \"F\")","v":39.92},null,null,null,null,-2.8,{"$f":"CONVERT(CHOOSE($D$9,BL8724,EE8724), \"C\", \"F\")","v":26.060000000000002},null,null,null,null,-13.9,{"$f":"CONVERT(CHOOSE($D$9,BR8724,EF8724), \"C\", \"F\")","v":33.08},null,null,{"$f":"$BV$12-($BV$13/2)*COS((A8724-$BV$14)*(2*PI()/365))","v":{"$error":"#N/A"}},null,null,null,null,null,null,null,null,null,null,null,null,null,null,null,null,null,null,null,null,null,null,null,null,null,null,null,null,null,null,null,null,null,null,null,null,null,null,null,null,null,null,null,null,null,null,null,null,null,8706,7.2,6.7,6.7,3.9,8.5,4.9000000000000004,3.3,0.1,3.3,4.4000000000000004,-3.3,0.6]
[{"$f":"A8724+1/24","v":362.79166666669192},"2011-12-29","19:00:00",7.8,44.06,"WEEKDAY","On","1977-12-29","19:00:00",-2.2000000000000002,44.06,null,null,"2000-12-29","19:00:00",-4.0999999999999996,43.16,null,null,"1997-12-29","19:00:00",5.6,37.94,null,null,null,null,6,46.58,null,null,null,null,2,39.92,null,null,null,null,-8.3000000000000007,36.86,null,null,null,null,-10.6,32,null,null,null,null,-3.3,37.04,null,null,null,null,-3.9,41,null,null,null,null,-2.2000000000000002,24.98,null,null,null,null,-16.100000000000001,32,null,null,{"$error":"#N/A"},null,null,null,null,null,null,null,null,null,null,null,null,null,null,null,null,null,null,null,null,null,null,null,null,null,null,null,null,null,null,null,null,null,null,null,null,null,null,null,null,null,null,null,null,null,null,null,null,null,8707,6.7,6.7,6.2,3.3,8.1,4.4000000000000004,2.7,0,2.8,5,-3.9,0]
[362.83333333335861,"2011-12-29","20:00:00",7.8,44.06,"WEEKDAY","On","1977-12-29","20:00:00",-2.2000000000000002,42.980000000000004,null,null,"2000-12-29","20:00:00",-4,42.980000000000004,null,null,"1997-12-29","20:00:00",5,35.96,null,null,null,null,6,46.04,null,null,null,null,2,42.980000000000004,null,null,null,null,-8.3000000000000007,36.14,null,null,null,null,-11.3,32,null,null,null,null,-2.9,37.04,null,null,null,null,-3.3,41,null,null,null,null,-2.8,24.98,null,null,null,null,-17.8,30.92,null,null,{"$error":"#N/A"},null,null,null,null,null,null,null,null,null,null,null,null,null,null,null,null,null,null,null,null,null,null,null,null,null,null,null,null,null,null,null,null,null,null,null,null,null,null,null,null,null,null,null,null,null,null,null,null,null,8708,6.7,6.1,6.1,2.2000000000000002,7.8,6.1,2.2999999999999998,0,2.8,5,-3.9,-0.6]
[362.8750000000253,"2011-12-29","21:00:00",8.3000000000000007,42.08,"WEEKDAY","On","1977-12-29","21:00:00",-1.7,42.08,null,null,"2000-12-29","21:00:00",-4.5999999999999996,42.08,null,null,"1997-12-29","21:00:00",4.4000000000000004,34.700000000000003,null,null,null,null,5,46.04,null,null,null,null,2,42.980000000000004,null,null,null,null,-8.9,36.14,null,null,null,null,-12.1,32,null,null,null,null,-2.6,36.86,null,null,null,null,-3.3,41,null,null,null,null,-2.8,24.08,null,null,null,null,-17.8,30.02,null,null,{"$error":"#N/A"},null,null,null,null,null,null,null,null,null,null,null,null,null,null,null,null,null,null,null,null,null,null,null,null,null,null,null,null,null,null,null,null,null,null,null,null,null,null,null,null,null,null,null,null,null,null,null,null,null,8709,5.6,5.6,5.6,1.5,7.8,6.1,2.2999999999999998,0,2.7,5,-4.4000000000000004,-1.1000000000000001]
[362.91666666669198,"2011-12-29","22:00:00",8.3000000000000007,41,"WEEKDAY","On","1977-12-29","22:00:00",-0.6,41,null,null,"2000-12-29","22:00:00",-5,42.08,null,null,"1997-12-29","22:00:00",4.4000000000000004,33.979999999999997,null,null,null,null,6,45.68,null,null,null,null,1,40.28,null,null,null,null,-8.3000000000000007,35.6,null,null,null,null,-12.8,30.92,null,null,null,null,-2.2000000000000002,35.06,null,null,null,null,-3.3,42.980000000000004,null,null,null,null,-2.2000000000000002,26.060000000000002,null,null,null,null,-18.899999999999999,28.94,null,null,{"$error":"#N/A"},null,null,null,null,null,null,null,null,null,null,null,null,null,null,null,null,null,null,null,null,null,null,null,null,null,null,null,null,null,null,null,null,null,null,null,null,null,null,null,null,null,null,null,null,null,null,null,null,null,8710,5,5,5.6,1.1000000000000001,7.6,4.5999999999999996,2,-0.6,1.7,6.1,-3.3,-1.7]
[362.95833333335867,"2011-12-29","23:00:00",8.3000000000000007,41,"WEEKDAY","On","1977-12-29","23:00:00",0,39.92,null,null,"2000-12-29","23:00:00",-5,42.08,null,null,"1997-12-29","23:00:00",4.4000000000000004,33.979999999999997,null,null,null,null,10,45.5,null,null,null,null,1,39.56,null,null,null,null,-7.8,34.340000000000003,null,null,null,null,-12.8,30.92,null,null,null,null,-2.2000000000000002,33.799999999999997,null,null,null,null,-3.3,43.34,null,null,null,null,-2.2000000000000002,26.060000000000002,null,null,null,null,-18.899999999999999,28.04,null,null,{"$error":"#N/A"},null,null,null,null,null,null,null,null,null,null,null,null,null,null,null,null,null,null,null,null,null,null,null,null,null,null,null,null,null,null,null,null,null,null,null,null,null,null,null,null,null,null,null,null,null,null,null,null,null,8711,5,4.4000000000000004,5.6,1.1000000000000001,7.5,4.2,1.3,-0.6,1,6.3,-3.3,-2.2000000000000002]
[363.00000000002535,"2011-12-29",1,7.2,39.92,"WEEKDAY","On","1977-12-29",1,-1.1000000000000001,39.019999999999996,null,null,"2000-12-29",1,-5,41,null,null,"1997-12-29",1,5,33.619999999999997,null,null,null,null,11,44.78,null,null,null,null,2,41,null,null,null,null,-7.8,33.979999999999997,null,null,null,null,-12.8,30.92,null,null,null,null,-2.2000000000000002,33.44,null,null,null,null,-3.3,43.16,null,null,null,null,-2.2000000000000002,26.060000000000002,null,null,null,null,-19.399999999999999,26.96,null,null,{"$error":"#N/A"},null,null,null,null,null,null,null,null,null,null,null,null,null,null,null,null,null,null,null,null,null,null,null,null,null,null,null,null,null,null,null,null,null,null,null,null,null,null,null,null,null,null,null,null,null,null,null,null,null,8712,4.4000000000000004,3.9,5,0.9,7.1,5,1.1000000000000001,-0.6,0.8,6.2,-3.3,-2.8]
[363.04166666669204,"2011-12-30","01:00:00",6.7,39.019999999999996,"WEEKDAY","On","1977-12-30","01:00:00",-1.1000000000000001,37.94,null,null,"2000-12-30","01:00:00",-5,41.36,null,null,"1997-12-30","01:00:00",5,33.979999999999997,null,null,null,null,9,43.7,null,null,null,null,1,37.94,null,null,null,null,-8.3000000000000007,32.36,null,null,null,null,-12.8,30.02,null,null,null,null,-2.2000000000000002,30.92,null,null,null,null,-3.3,42.980000000000004,null,null,null,null,-2.2000000000000002,26.6,null,null,null,null,-19.399999999999999,26.96,null,null,{"$error":"#N/A"},null,null,null,null,null,null,null,null,null,null,null,null,null,null,null,null,null,null,null,null,null,null,null,null,null,null,null,null,null,null,null,null,null,null,null,null,null,null,null,null,null,null,null,null,null,null,null,null,null,8713,3.9,3.3,5.2,1.1000000000000001,6.5,3.3,0.2,-1.1000000000000001,-0.6,6.1,-3,-2.8]
[363.08333333335872,"2011-12-30","02:00:00",6.7,39.019999999999996,"WEEKDAY","On","1977-12-30","02:00:00",-1.1000000000000001,37.04,null,null,"2000-12-30","02:00:00",-5,37.94,null,null,"1997-12-30","02:00:00",3.3,33.44,null,null,null,null,7,42.44,null,null,null,null,1,37.94,null,null,null,null,-8.3000000000000007,28.94,null,null,null,null,-12.4,30.02,null,null,null,null,-2,30.92,null,null,null,null,-3.9,43.16,null,null,null,null,-2.2000000000000002,26.060000000000002,null,null,null,null,-20,26.96,null,null,{"$error":"#N/A"},null,null,null,null,null,null,null,null,null,null,null,null,null,null,null,null,null,null,null,null,null,null,null,null,null,null,null,null,null,null,null,null,null,null,null,null,null,null,null,null,null,null,null,null,null,null,null,null,null,8714,3.9,2.8,3.3,0.8,5.8,3.3,-1.7,-1.1000000000000001,-0.6,6.2,-3.3,-2.8]
[363.12500000002541,"2011-12-30","03:00:00",6.7,37.04,"WEEKDAY","On","1977-12-30","03:00:00",-1.7,35.96,null,null,"2000-12-30","03:00:00",-5,39.56,null,null,"1997-12-30","03:00:00",3.3,33.619999999999997,null,null,null,null,6,41.72,null,null,null,null,0,37.04,null,null,null,null,-9.4,26.96,null,null,null,null,-12.1,28.94,null,null,null,null,-1.9,30.02,null,null,null,null,-3.9,41,null,null,null,null,-2.2000000000000002,26.96,null,null,null,null,-20,26.96,null,null,{"$error":"#N/A"},null,null,null,null,null,null,null,null,null,null,null,null,null,null,null,null,null,null,null,null,null,null,null,null,null,null,null,null,null,null,null,null,null,null,null,null,null,null,null,null,null,null,null,null,null,null,null,null,null,8715,2.8,2.2000000000000002,4.2,0.9,5.4,2.8,-2.8,-1.7,-1.1000000000000001,5,-2.8,-2.8]
[363.16666666669209,"2011-12-30","04:00:00",7.2,35.96,"WEEKDAY","On","1977-12-30","04:00:00",-1.1000000000000001,35.96,null,null,"2000-12-30","04:00:00",-5,38.840000000000003,null,null,"1997-12-30","04:00:00",3.9,34.159999999999997,null,null,null,null,6,40.82,null,null,null,null,0,35.96,null,null,null,null,-9.4,26.060000000000002,null,null,null,null,-11.7,28.94,null,null,null,null,-1.7,28.94,null,null,null,null,-3.9,41,null,null,null,null,-2.8,24.98,null,null,null,null,-20,26.96,null,null,{"$error":"#N/A"},null,null,null,null,null,null,null,null,null,null,null,null,null,null,null,null,null,null,null,null,null,null,null,null,null,null,null,null,null,null,null,null,null,null,null,null,null,null,null,null,null,null,null,null,null,null,null,null,null,8716,2.2000000000000002,2.2000000000000002,3.8,1.2,4.9000000000000004,2.2000000000000002,-3.3,-1.7,-1.7,5,-3.9,-2.8]
[363.20833333335878,"2011-12-30","05:00:00",7.8,34.520000000000003,"WEEKDAY","On","1977-12-30","05:00:00",-1.1000000000000001,34.520000000000003,null,null,"2000-12-30","05:00:00",-4,37.76,null,null,"1997-12-30","05:00:00",5,34.880000000000003,null,null,null,null,6,39.74,null,null,null,null,0,35.96,null,null,null,null,-8.3000000000000007,26.060000000000002,null,null,null,null,-12.1,28.94,null,null,null,null,-1.9,28.94,null,null,null,null,-3.9,42.08,null,null,null,null,-2.2000000000000002,24.98,null,null,null,null,-18.3,26.96,null,null,{"$error":"#N/A"},null,null,null,null,null,null,null,null,null,null,null,null,null,null,null,null,null,null,null,null,null,null,null,null,null,null,null,null,null,null,null,null,null,null,null,null,null,null,null,null,null,null,null,null,null,null,null,null,null,8717,1.4,1.4,3.2,1.6,4.3,2.2000000000000002,-3.3,-1.7,-1.7,5.6,-3.9,-2.8]
[363.25000000002547,"2011-12-30","06:00:00",7.8,34.700000000000003,"WEEKDAY","On","1977-12-30","06:00:00",-1.7,35.06,null,null,"2000-12-30","06:00:00",-5,35.06,null,null,"1997-12-30","06:00:00",4.4000000000000004,36.32,null,null,null,null,6,38.480000000000004,null,null,null,null,0,32.54,null,null,null,null,-8.3000000000000007,24.98,null,null,null,null,-12.4,28.94,null,null,null,null,-2,28.94,null,null,null,null,-3.9,45.68,null,null,null,null,-2.2000000000000002,24.98,null,null,null,null,-18.3,28.04,null,null,{"$error":"#N/A"},null,null,null,null,null,null,null,null,null,null,null,null,null,null,null,null,null,null,null,null,null,null,null,null,null,null,null,null,null,null,null,null,null,null,null,null,null,null,null,null,null,null,null,null,null,null,null,null,null,8718,1.5,1.7,1.7,2.4,3.6,0.3,-3.9,-1.7,-1.7,7.6,-3.9,-2.2000000000000002]
[363.29166666669215,"2011-12-30","07:00:00",8.3000000000000007,35.06,"WEEKDAY","On","1977-12-30","07:00:00",-1.7,35.06,null,null,"2000-12-30","07:00:00",-4,35.06,null,null,"1997-12-30","07:00:00",2.8,37.94,null,null,null,null,5,38.119999999999997,null,null,null,null,0,32.72,null,null,null,null,-8.3000000000000007,24.08,null,null,null,null,-12.8,30.02,null,null,null,null,-2.2000000000000002,28.04,null,null,null,null,-2.8,44.06,null,null,null,null,-1.7,23,null,null,null,null,-17.2,28.04,null,null,{"$error":"#N/A"},null,null,null,null,null,null,null,null,null,null,null,null,null,null,null,null,null,null,null,null,null,null,null,null,null,null,null,null,null,null,null,null,null,null,null,null,null,null,null,null,null,null,null,null,null,null,null,null,null,8719,1.7,1.7,1.7,3.3,3.4,0.4,-4.4000000000000004,-1.1000000000000001,-2.2000000000000002,6.7,-5,-2.2000000000000002]
[363.33333333335884,"2011-12-30","08:00:00",9.4,35.06,"WEEKDAY","On","1977-12-30","08:00:00",-1.1000000000000001,35.06,null,null,"2000-12-30","08:00:00",-3,35.06,null,null,"1997-12-30","08:00:00",2.8,39.74,null,null,null,null,4,37.58,null,null,null,null,0,32.72,null,null,null,null,-7.2,24.08,null,null,null,null,-12.1,30.02,null,null,null,null,-1.8,28.04,null,null,null,null,-1.7,44.96,null,null,null,null,-1.7,23,null,null,null,null,-16.100000000000001,28.04,null,null,{"$error":"#N/A"},null,null,null,null,null,null,null,null,null,null,null,null,null,null,null,null,null,null,null,null,null,null,null,null,null,null,null,null,null,null,null,null,null,null,null,null,null,null,null,null,null,null,null,null,null,null,null,null,null,8720,1.7,1.7,1.7,4.3,3.1,0.4,-4.4000000000000004,-1.1000000000000001,-2.2000000000000002,7.2,-5,-2.2000000000000002]
[363.37500000002552,"2011-12-30","09:00:00",10,33.979999999999997,"WEEKDAY","On","1977-12-30","09:00:00",0,34.159999999999997,null,null,"2000-12-30","09:00:00",-3,35.06,null,null,"1997-12-30","09:00:00",2.2000000000000002,41.36,null,null,null,null,4,37.94,null,null,null,null,1,32.72,null,null,null,null,-6.7,24.08,null,null,null,null,-11.3,30.92,null,null,null,null,-1.5,28.04,null,null,null,null,-0.6,48.019999999999996,null,null,null,null,-1.1000000000000001,26.6,null,null,null,null,-13.9,28.94,null,null,{"$error":"#N/A"},null,null,null,null,null,null,null,null,null,null,null,null,null,null,null,null,null,null,null,null,null,null,null,null,null,null,null,null,null,null,null,null,null,null,null,null,null,null,null,null,null,null,null,null,null,null,null,null,null,8721,1.1000000000000001,1.2,1.7,5.2,3.3,0.4,-4.4000000000000004,-0.6,-2.2000000000000002,8.9,-3,-1.7]
[363.41666666669221,"2011-12-30","10:00:00",10.6,33.799999999999997,"WEEKDAY","On","1977-12-30","10:00:00",1.1000000000000001,33.799999999999997,null,null,"2000-12-30","10:00:00",-3,35.06,null,null,"1997-12-30","10:00:00",2.2000000000000002,44.96,null,null,null,null,4,37.94,null,null,null,null,2,33.44,null,null,null,null,-5,24.98,null,null,null,null,-10.6,32,null,null,null,null,-1.1000000000000001,28.94,null,null,null,null,-0.6,50,null,null,null,null,0,26.96,null,null,null,null,-11.7,30.02,null,null,{"$error":"#N/A"},null,null,null,null,null,null,null,null,null,null,null,null,null,null,null,null,null,null,null,null,null,null,null,null,null,null,null,null,null,null,null,null,null,null,null,null,null,null,null,null,null,null,null,null,null,null,null,null,null,8722,1,1,1.7,7.2,3.3,0.8,-3.9,0,-1.7,10,-2.8,-1.1000000000000001]
[363.45833333335889,"2011-12-30","11:00:00",11.1,34.340000000000003,"WEEKDAY","On","1977-12-30","11:00:00",2.8,34.520000000000003,null,null,"2000-12-30","11:00:00",-3,35.96,null,null,"1997-12-30","11:00:00",1.7,44.96,null,null,null,null,4,37.94,null,null,null,null,3,34.700000000000003,null,null,null,null,-3.9,24.98,null,null,null,null,-9.3000000000000007,32,null,null,null,null,0,28.94,null,null,null,null,0,50,null,null,null,null,1.1000000000000001,30.02,null,null,null,null,-11.1,30.02,null,null,{"$error":"#N/A"},null,null,null,null,null,null,null,null,null,null,null,null,null,null,null,null,null,null,null,null,null,null,null,null,null,null,null,null,null,null,null,null,null,null,null,null,null,null,null,null,null,null,null,null,null,null,null,null,null,8723,1.3,1.4,2.2000000000000002,7.2,3.3,1.5,-3.9,0,-1.7,10,-1.1000000000000001,-1.1000000000000001]
[363.50000000002558,"2011-12-30","12:00:00",11.1,35.06,"WEEKDAY","On","1977-12-30","12:00:00",3.3,35.96,null,null,"2000-12-30","12:00:00",-3,35.96,null,null,"1997-12-30","12:00:00",1.7,46.04,null,null,null,null,3,37.04,null,null,null,null,5,35.24,null,null,null,null,-2.8,26.060000000000002,null,null,null,null,-8,32,null,null,null,null,1.1000000000000001,28.94,null,null,null,null,0,50,null,null,null,null,1.7,32,null,null,null,null,-9.4,30.92,null,null,{"$error":"#N/A"},null,null,null,null,null,null,null,null,null,null,null,null,null,null,null,null,null,null,null,null,null,null,null,null,null,null,null,null,null,null,null,null,null,null,null,null,null,null,null,null,null,null,null,null,null,null,null,null,null,8724,1.7,2.2000000000000002,2.2000000000000002,7.8,2.8,1.8,-3.3,0,-1.7,10,0,-0.6]
[363.54166666669227,"2011-12-30","13:00:00",10.6,36.14,"WEEKDAY","On","1977-12-30","13:00:00",5.6,37.04,null,null,"2000-12-30","13:00:00",-3,37.04,null,null,"1997-12-30","13:00:00",1.7,46.04,null,null,null,null,3,37.04,null,null,null,null,4,35.06,null,null,null,null,-1.7,24.98,null,null,null,null,-6.7,30.92,null,null,null,null,2.2000000000000002,28.94,null,null,null,null,0.6,46.94,null,null,null,null,2.2000000000000002,33.44,null,null,null,null,-7.8,30.92,null,null,{"$error":"#N/A"},null,null,null,null,null,null,null,null,null,null,null,null,null,null,null,null,null,null,null,null,null,null,null,null,null,null,null,null,null,null,null,null,null,null,null,null,null,null,null,null,null,null,null,null,null,null,null,null,null,8725,2.2999999999999998,2.8,2.8,7.8,2.8,1.7,-3.9,-0.6,-1.7,8.3000000000000007,0.8,-0.6]
[363.58333333335895,"2011-12-30","14:00:00",10,37.4,"WEEKDAY","On","1977-12-30","14:00:00",6.1,37.4,null,null,"2000-12-30","14:00:00",-4,35.96,null,null,"1997-12-30","14:00:00",1.7,46.04,null,null,null,null,3,37.04,null,null,null,null,5,35.06,null,null,null,null,-0.6,24.98,null,null,null,null,-5.6,32,null,null,null,null,2,28.04,null,null,null,null,0.6,46.94,null,null,null,null,2.2000000000000002,33.619999999999997,null,null,null,null,-7.8,32,null,null,{"$error":"#N/A"},null,null,null,null,null,null,null,null,null,null,null,null,null,null,null,null,null,null,null,null,null,null,null,null,null,null,null,null,null,null,null,null,null,null,null,null,null,null,null,null,null,null,null,null,null,null,null,null,null,8726,3,3,2.2000000000000002,7.8,2.8,1.7,-3.9,0,-2.2000000000000002,8.3000000000000007,0.9,0]
[363.62500000002564,"2011-12-30","15:00:00",9.4,37.94,"WEEKDAY","On","1977-12-30","15:00:00",6.7,37.94,null,null,"2000-12-30","15:00:00",-4,37.4,null,null,"1997-12-30","15:00:00",1.7,46.94,null,null,null,null,2,37.04,null,null,null,null,5,35.06,null,null,null,null,-0.6,26.96,null,null,null,null,-4.4000000000000004,32.36,null,null,null,null,1.9,28.94,null,null,null,null,0.6,47.84,null,null,null,null,2.2000000000000002,33.799999999999997,null,null,null,null,-7.8,33.08,null,null,{"$error":"#N/A"},null,null,null,null,null,null,null,null,null,null,null,null,null,null,null,null,null,null,null,null,null,null,null,null,null,null,null,null,null,null,null,null,null,null,null,null,null,null,null,null,null,null,null,null,null,null,null,null,null,8727,3.3,3.3,3,8.3000000000000007,2.8,1.7,-2.8,0.2,-1.7,8.8000000000000007,1,0.6]
[363.66666666669232,"2011-12-30","16:00:00",8.3000000000000007,37.4,"WEEKDAY","On","1977-12-30","16:00:00",8.3000000000000007,37.94,null,null,"2000-12-30","16:00:00",-4,37.04,null,null,"1997-12-30","16:00:00",1.1000000000000001,46.94,null,null,null,null,3,38.119999999999997,null,null,null,null,5,34.520000000000003,null,null,null,null,-0.6,24.98,null,null,null,null,-3.3,32.36,null,null,null,null,1.7,28.04,null,null,null,null,0.6,42.08,null,null,null,null,1.7,34.340000000000003,null,null,null,null,-8.3000000000000007,32.72,null,null,{"$error":"#N/A"},null,null,null,null,null,null,null,null,null,null,null,null,null,null,null,null,null,null,null,null,null,null,null,null,null,null,null,null,null,null,null,null,null,null,null,null,null,null,null,null,null,null,null,null,null,null,null,null,null,8728,3,3.3,2.8,8.3000000000000007,3.4,1.4,-3.9,0.2,-2.2000000000000002,5.6,1.3,0.4]
[363.70833333335901,"2011-12-30","17:00:00",7.8,37.94,"WEEKDAY","On","1977-12-30","17:00:00",6.7,37.94,null,null,"2000-12-30","17:00:00",-3,36.32,null,null,"1997-12-30","17:00:00",1.7,46.04,null,null,null,null,3,37.94,null,null,null,null,2,33.44,null,null,null,null,-1.1000000000000001,24.08,null,null,null,null,-4.4000000000000004,33.08,null,null,null,null,1.5,28.04,null,null,null,null,0.6,42.08,null,null,null,null,1.7,34.159999999999997,null,null,null,null,-8.9,32.72,null,null,{"$error":"#N/A"},null,null,null,null,null,null,null,null,null,null,null,null,null,null,null,null,null,null,null,null,null,null,null,null,null,null,null,null,null,null,null,null,null,null,null,null,null,null,null,null,null,null,null,null,null,null,null,null,null,8729,3.3,3.3,2.4,7.8,3.3,0.8,-4.4000000000000004,0.6,-2.2000000000000002,5.6,1.2,0.4]
[363.75000000002569,"2011-12-30","18:00:00",7.2,37.94,"WEEKDAY","On","1977-12-30","18:00:00",6.1,37.94,null,null,"2000-12-30","18:00:00",-2,33.26,null,null,"1997-12-30","18:00:00",1.7,42.980000000000004,null,null,null,null,3,36.5,null,null,null,null,-1,30.92,null,null,null,null,-1.1000000000000001,24.08,null,null,null,null,-5.6,33.08,null,null,null,null,1.3,26.96,null,null,null,null,0.6,41,null,null,null,null,1.7,33.08,null,null,null,null,-8.3000000000000007,32.54,null,null,{"$error":"#N/A"},null,null,null,null,null,null,null,null,null,null,null,null,null,null,null,null,null,null,null,null,null,null,null,null,null,null,null,null,null,null,null,null,null,null,null,null,null,null,null,null,null,null,null,null,null,null,null,null,null,8730,3.3,3.3,0.7,6.1,2.5,-0.6,-4.4000000000000004,0.6,-2.8,5,0.6,0.3]
[363.79166666669238,"2011-12-30","19:00:00",6.7,37.94,"WEEKDAY","On","1977-12-30","19:00:00",6.1,37.94,null,null,"2000-12-30","19:00:00",-2.1,32.54,null,null,"1997-12-30","19:00:00",2.8,42.08,null,null,null,null,3,35.96,null,null,null,null,-2,30.02,null,null,null,null,-1.1000000000000001,21.02,null,null,null,null,-6.7,32.9,null,null,null,null,1.1000000000000001,26.96,null,null,null,null,0.6,39.92,null,null,null,null,1.7,32.54,null,null,null,null,-8.3000000000000007,32.18,null,null,{"$error":"#N/A"},null,null,null,null,null,null,null,null,null,null,null,null,null,null,null,null,null,null,null,null,null,null,null,null,null,null,null,null,null,null,null,null,null,null,null,null,null,null,null,null,null,null,null,null,null,null,null,null,null,8731,3.3,3.3,0.3,5.6,2.2000000000000002,-1.1000000000000001,-6.1,0.5,-2.8,4.4000000000000004,0.3,0.1]
[363.83333333335906,"2011-12-30","20:00:00",6.1,36.5,"WEEKDAY","On","1977-12-30","20:00:00",6.1,36.5,null,null,"2000-12-30","20:00:00",-2,28.94,null,null,"1997-12-30","20:00:00",2.2000000000000002,39.74,null,null,null,null,3,35.24,null,null,null,null,-2,26.96,null,null,null,null,-1.1000000000000001,21.02,null,null,null,null,-6.3,32.36,null,null,null,null,1.1000000000000001,26.96,null,null,null,null,0.6,39.92,null,null,null,null,1.7,30.02,null,null,null,null,-8.3000000000000007,32.18,null,null,{"$error":"#N/A"},null,null,null,null,null,null,null,null,null,null,null,null,null,null,null,null,null,null,null,null,null,null,null,null,null,null,null,null,null,null,null,null,null,null,null,null,null,null,null,null,null,null,null,null,null,null,null,null,null,8732,2.5,2.5,-1.7,4.3,1.8,-2.8,-6.1,0.2,-2.8,4.4000000000000004,-1.1000000000000001,0.1]
[363.87500000002575,"2011-12-30","21:00:00",5.6,35.78,"WEEKDAY","On","1977-12-30","21:00:00",5,35.78,null,null,"2000-12-30","21:00:00",-3,28.04,null,null,"1997-12-30","21:00:00",2.2000000000000002,41,null,null,null,null,3,34.340000000000003,null,null,null,null,-3,26.060000000000002,null,null,null,null,-1.1000000000000001,19.04,null,null,null,null,-6,32.36,null,null,null,null,1.1000000000000001,23,null,null,null,null,0.6,39.019999999999996,null,null,null,null,1.1000000000000001,24.98,null,null,null,null,-7.8,32.36,null,null,{"$error":"#N/A"},null,null,null,null,null,null,null,null,null,null,null,null,null,null,null,null,null,null,null,null,null,null,null,null,null,null,null,null,null,null,null,null,null,null,null,null,null,null,null,null,null,null,null,null,null,null,null,null,null,8733,2.1,2.1,-2.2000000000000002,5,1.3,-3.3,-7.2,0.2,-5,3.9,-3.9,0.2]
[363.91666666669244,"2011-12-30","22:00:00",5.6,35.42,"WEEKDAY","On","1977-12-30","22:00:00",5.6,35.24,null,null,"2000-12-30","22:00:00",-3,26.96,null,null,"1997-12-30","22:00:00",2.2000000000000002,39.92,null,null,null,null,3,33.619999999999997,null,null,null,null,-3,24.08,null,null,null,null,-1.1000000000000001,19.04,null,null,null,null,-5.6,32.18,null,null,null,null,1.1000000000000001,24.08,null,null,null,null,0,37.94,null,null,null,null,0.6,23,null,null,null,null,-7.2,32.54,null,null,{"$error":"#N/A"},null,null,null,null,null,null,null,null,null,null,null,null,null,null,null,null,null,null,null,null,null,null,null,null,null,null,null,null,null,null,null,null,null,null,null,null,null,null,null,null,null,null,null,null,null,null,null,null,null,8734,1.9,1.8,-2.8,4.4000000000000004,0.9,-4.4000000000000004,-7.2,0.1,-4.4000000000000004,3.3,-5,0.3]
[363.95833333335912,"2011-12-30","23:00:00",5,34.520000000000003,"WEEKDAY","On","1977-12-30","23:00:00",4.4000000000000004,34.159999999999997,null,null,"2000-12-30","23:00:00",-3,26.060000000000002,null,null,"1997-12-30","23:00:00",1.7,37.22,null,null,null,null,3,32.54,null,null,null,null,-2,21.92,null,null,null,null,-1.1000000000000001,17.96,null,null,null,null,-5.4,28.94,null,null,null,null,0.9,24.08,null,null,null,null,-0.6,37.94,null,null,null,null,0.6,23,null,null,null,null,-7.2,32.54,null,null,{"$error":"#N/A"},null,null,null,null,null,null,null,null,null,null,null,null,null,null,null,null,null,null,null,null,null,null,null,null,null,null,null,null,null,null,null,null,null,null,null,null,null,null,null,null,null,null,null,null,null,null,null,null,null,8735,1.4,1.2,-3.3,2.9,0.3,-5.6,-7.8,-1.7,-4.4000000000000004,3.3,-5,0.3]
[364.00000000002581,"2011-12-30",1,5,34.520000000000003,"WEEKDAY","On","1977-12-30",1,3.3,34.159999999999997,null,null,"2000-12-30",1,-4,24.98,null,null,"1997-12-30",1,1.7,36.68,null,null,null,null,3,24.08,null,null,null,null,1,21.92,null,null,null,null,-1.1000000000000001,17.96,null,null,null,null,-5.2,30.92,null,null,null,null,0.8,24.98,null,null,null,null,-1.1000000000000001,37.04,null,null,null,null,0,24.08,null,null,null,null,-7.2,32.54,null,null,{"$error":"#N/A"},null,null,null,null,null,null,null,null,null,null,null,null,null,null,null,null,null,null,null,null,null,null,null,null,null,null,null,null,null,null,null,null,null,null,null,null,null,null,null,null,null,null,null,null,null,null,null,null,null,8736,1.4,1.2,-3.9,2.6,-4.4000000000000004,-5.6,-7.8,-0.6,-3.9,2.8,-4.4000000000000004,0.3]
[364.04166666669249,"2011-12-31","01:00:00",5,34.700000000000003,"SATURDAY","On","1977-12-31","01:00:00",2.8,34.159999999999997,null,null,"2000-12-31","01:00:00",-4,23,null,null,"1997-12-31","01:00:00",1.1000000000000001,36.14,null,null,null,null,2,24.08,null,null,null,null,2,21.02,null,null,null,null,-1.7,19.04,null,null,null,null,-5,32.72,null,null,null,null,0.6,24.08,null,null,null,null,-1.1000000000000001,37.04,null,null,null,null,0,23,null,null,null,null,-6.7,32,null,null,{"$error":"#N/A"},null,null,null,null,null,null,null,null,null,null,null,null,null,null,null,null,null,null,null,null,null,null,null,null,null,null,null,null,null,null,null,null,null,null,null,null,null,null,null,null,null,null,null,null,null,null,null,null,null,8737,1.5,1.2,-5,2.2999999999999998,-4.4000000000000004,-6.1,-7.2,0.4,-4.4000000000000004,2.8,-5,0]
[364.08333333335918,"2011-12-31","02:00:00",5,34.159999999999997,"SATURDAY","On","1977-12-31","02:00:00",2.8,33.619999999999997,null,null,"2000-12-31","02:00:00",-4,23,null,null,"1997-12-31","02:00:00",0.6,35.6,null,null,null,null,2,24.08,null,null,null,null,1,19.939999999999998,null,null,null,null,-1.7,19.04,null,null,null,null,-4.4000000000000004,33.08,null,null,null,null,0.2,24.08,null,null,null,null,-1.7,37.04,null,null,null,null,0,23,null,null,null,null,-7.2,33.08,null,null,{"$error":"#N/A"},null,null,null,null,null,null,null,null,null,null,null,null,null,null,null,null,null,null,null,null,null,null,null,null,null,null,null,null,null,null,null,null,null,null,null,null,null,null,null,null,null,null,null,null,null,null,null,null,null,8738,1.2,0.9,-5,2,-4.4000000000000004,-6.7,-7.2,0.6,-4.4000000000000004,2.8,-5,0.6]
[364.12500000002586,"2011-12-31","03:00:00",4.4000000000000004,34.520000000000003,"SATURDAY","On","1977-12-31","03:00:00",2.8,33.979999999999997,null,null,"2000-12-31","03:00:00",-4,24.98,null,null,"1997-12-31","03:00:00",-0.6,35.6,null,null,null,null,2,23,null,null,null,null,2,21.92,null,null,null,null,-1.7,17.96,null,null,null,null,-3.9,33.44,null,null,null,null,-0.2,21.92,null,null,null,null,-1.7,36.14,null,null,null,null,0,21.92,null,null,null,null,-7.2,33.08,null,null,{"$error":"#N/A"},null,null,null,null,null,null,null,null,null,null,null,null,null,null,null,null,null,null,null,null,null,null,null,null,null,null,null,null,null,null,null,null,null,null,null,null,null,null,null,null,null,null,null,null,null,null,null,null,null,8739,1.4,1.1000000000000001,-3.9,2,-5,-5.6,-7.8,0.8,-5.6,2.2999999999999998,-5.6,0.6]
[364.16666666669255,"2011-12-31","04:00:00",4.4000000000000004,34.880000000000003,"SATURDAY","On","1977-12-31","04:00:00",2.8,34.340000000000003,null,null,"2000-12-31","04:00:00",-4,24.98,null,null,"1997-12-31","04:00:00",-1.1000000000000001,35.24,null,null,null,null,1,26.060000000000002,null,null,null,null,1,23,null,null,null,null,-1.1000000000000001,17.96,null,null,null,null,-3.3,33.619999999999997,null,null,null,null,-0.6,23,null,null,null,null,-1.7,35.78,null,null,null,null,0,21.92,null,null,null,null,-6.7,33.08,null,null,{"$error":"#N/A"},null,null,null,null,null,null,null,null,null,null,null,null,null,null,null,null,null,null,null,null,null,null,null,null,null,null,null,null,null,null,null,null,null,null,null,null,null,null,null,null,null,null,null,null,null,null,null,null,null,8740,1.6,1.3,-3.9,1.8,-3.3,-5,-7.8,0.9,-5,2.1,-5.6,0.6]
[364.20833333335923,"2011-12-31","05:00:00",4.4000000000000004,34.520000000000003,"SATURDAY","On","1977-12-31","05:00:00",2.8,33.799999999999997,null,null,"2000-12-31","05:00:00",-4,24.98,null,null,"1997-12-31","05:00:00",-1.1000000000000001,35.06,null,null,null,null,0,24.98,null,null,null,null,1,21.92,null,null,null,null,-1.1000000000000001,17.96,null,null,null,null,-3.1,33.979999999999997,null,null,null,null,-1,23,null,null,null,null,-1.7,35.6,null,null,null,null,0,23,null,null,null,null,-6.7,33.08,null,null,{"$error":"#N/A"},null,null,null,null,null,null,null,null,null,null,null,null,null,null,null,null,null,null,null,null,null,null,null,null,null,null,null,null,null,null,null,null,null,null,null,null,null,null,null,null,null,null,null,null,null,null,null,null,null,8741,1.4,1,-3.9,1.7,-3.9,-5.6,-7.8,1.1000000000000001,-5,2,-5,0.6]
[364.25000000002592,"2011-12-31","06:00:00",3.9,33.619999999999997,"SATURDAY","On","1977-12-31","06:00:00",2.8,33.08,null,null,"2000-12-31","06:00:00",-4,24.08,null,null,"1997-12-31","06:00:00",-1.7,34.159999999999997,null,null,null,null,0,21.92,null,null,null,null,1,19.939999999999998,null,null,null,null,-0.6,19.04,null,null,null,null,-3,32.36,null,null,null,null,-1.3,24.98,null,null,null,null,-1.7,35.96,null,null,null,null,-0.6,21.92,null,null,null,null,-6.1,33.08,null,null,{"$error":"#N/A"},null,null,null,null,null,null,null,null,null,null,null,null,null,null,null,null,null,null,null,null,null,null,null,null,null,null,null,null,null,null,null,null,null,null,null,null,null,null,null,null,null,null,null,null,null,null,null,null,null,8742,0.9,0.6,-4.4000000000000004,1.2,-5.6,-6.7,-7.2,0.2,-3.9,2.2000000000000002,-5.6,0.6]
[364.29166666669261,"2011-12-31","07:00:00",3.9,33.44,"SATURDAY","On","1977-12-31","07:00:00",2.8,33.08,null,null,"2000-12-31","07:00:00",-4,24.08,null,null,"1997-12-31","07:00:00",-1.7,34.520000000000003,null,null,null,null,-1,24.98,null,null,null,null,4,19.939999999999998,null,null,null,null,-1.1000000000000001,19.939999999999998,null,null,null,null,-2.8,32.18,null,null,null,null,-1.7,24.08,null,null,null,null,-2.2000000000000002,35.06,null,null,null,null,-0.6,24.98,null,null,null,null,-5.6,33.08,null,null,{"$error":"#N/A"},null,null,null,null,null,null,null,null,null,null,null,null,null,null,null,null,null,null,null,null,null,null,null,null,null,null,null,null,null,null,null,null,null,null,null,null,null,null,null,null,null,null,null,null,null,null,null,null,null,8743,0.8,0.6,-4.4000000000000004,1.4,-3.9,-6.7,-6.7,0.1,-4.4000000000000004,1.7,-3.9,0.6]
[364.33333333335929,"2011-12-31","08:00:00",3.9,33.799999999999997,"SATURDAY","On","1977-12-31","08:00:00",3.9,33.26,null,null,"2000-12-31","08:00:00",-4,24.98,null,null,"1997-12-31","08:00:00",-1.7,34.520000000000003,null,null,null,null,-1,26.96,null,null,null,null,4,21.92,null,null,null,null,-1.1000000000000001,19.939999999999998,null,null,null,null,-1.1000000000000001,32.54,null,null,null,null,-1.7,24.08,null,null,null,null,-2.2000000000000002,35.96,null,null,null,null,-1.1000000000000001,24.98,null,null,null,null,-5.6,32.18,null,null,{"$error":"#N/A"},null,null,null,null,null,null,null,null,null,null,null,null,null,null,null,null,null,null,null,null,null,null,null,null,null,null,null,null,null,null,null,null,null,null,null,null,null,null,null,null,null,null,null,null,null,null,null,null,null,8744,1,0.7,-3.9,1.4,-2.8,-5.6,-6.7,0.3,-4.4000000000000004,2.2000000000000002,-3.9,0.1]
[364.37500000002598,"2011-12-31","09:00:00",3.9,34.159999999999997,"SATURDAY","On","1977-12-31","09:00:00",3.3,33.44,null,null,"2000-12-31","09:00:00",-4,26.96,null,null,"1997-12-31","09:00:00",-1.7,35.06,null,null,null,null,-1,28.94,null,null,null,null,3,24.98,null,null,null,null,-0.6,23,null,null,null,null,0.5,32.72,null,null,null,null,-1.7,26.060000000000002,null,null,null,null,-2.2000000000000002,35.96,null,null,null,null,-1.1000000000000001,26.060000000000002,null,null,null,null,-5.6,32.54,null,null,{"$error":"#N/A"},null,null,null,null,null,null,null,null,null,null,null,null,null,null,null,null,null,null,null,null,null,null,null,null,null,null,null,null,null,null,null,null,null,null,null,null,null,null,null,null,null,null,null,null,null,null,null,null,null,8745,1.2,0.8,-2.8,1.7,-1.7,-3.9,-5,0.4,-3.3,2.2000000000000002,-3.3,0.3]
[364.41666666669266,"2011-12-31","10:00:00",3.9,36.14,"SATURDAY","On","1977-12-31","10:00:00",3.9,35.24,null,null,"2000-12-31","10:00:00",-3,28.94,null,null,"1997-12-31","10:00:00",-1.1000000000000001,36.5,null,null,null,null,-1,32.36,null,null,null,null,5,26.96,null,null,null,null,0,24.08,null,null,null,null,2.2000000000000002,33.619999999999997,null,null,null,null,-1.7,33.08,null,null,null,null,-1.7,35.96,null,null,null,null,-1.1000000000000001,30.02,null,null,null,null,-5.6,33.979999999999997,null,null,{"$error":"#N/A"},null,null,null,null,null,null,null,null,null,null,null,null,null,null,null,null,null,null,null,null,null,null,null,null,null,null,null,null,null,null,null,null,null,null,null,null,null,null,null,null,null,null,null,null,null,null,null,null,null,8746,2.2999999999999998,1.8,-1.7,2.5,0.2,-2.8,-4.4000000000000004,0.9,0.6,2.2000000000000002,-1.1000000000000001,1.1000000000000001]
[364.45833333335935,"2011-12-31","11:00:00",5,39.56,"SATURDAY","On","1977-12-31","11:00:00",4.4000000000000004,38.840000000000003,null,null,"2000-12-31","11:00:00",-2,32,null,null,"1997-12-31","11:00:00",-1.1000000000000001,39.92,null,null,null,null,0,34.520000000000003,null,null,null,null,7,30.92,null,null,null,null,0,28.04,null,null,null,null,2.2000000000000002,33.979999999999997,null,null,null,null,-1.1000000000000001,33.08,null,null,null,null,-1.1000000000000001,37.04,null,null,null,null,-0.6,33.08,null,null,null,null,-3.9,33.979999999999997,null,null,{"$error":"#N/A"},null,null,null,null,null,null,null,null,null,null,null,null,null,null,null,null,null,null,null,null,null,null,null,null,null,null,null,null,null,null,null,null,null,null,null,null,null,null,null,null,null,null,null,null,null,null,null,null,null,8747,4.2,3.8,0,4.4000000000000004,1.4,-0.6,-2.2000000000000002,1.1000000000000001,0.6,2.8,0.6,1.1000000000000001]
[364.50000000002603,"2011-12-31","12:00:00",5.6,41.18,"SATURDAY","On","1977-12-31","12:00:00",5,40.82,null,null,"2000-12-31","12:00:00",-2,33.26,null,null,"1997-12-31","12:00:00",-0.6,39.56,null,null,null,null,-1,36.14,null,null,null,null,7,33.979999999999997,null,null,null,null,0,30.02,null,null,null,null,2.2000000000000002,33.979999999999997,null,null,null,null,-0.6,35.96,null,null,null,null,-1.7,36.14,null,null,null,null,-0.6,34.520000000000003,null,null,null,null,-3.3,33.979999999999997,null,null,{"$error":"#N/A"},null,null,null,null,null,null,null,null,null,null,null,null,null,null,null,null,null,null,null,null,null,null,null,null,null,null,null,null,null,null,null,null,null,null,null,null,null,null,null,null,null,null,null,null,null,null,null,null,null,8748,5.0999999999999996,4.9000000000000004,0.7,4.2,2.2999999999999998,1.1000000000000001,-1.1000000000000001,1.1000000000000001,2.2000000000000002,2.2999999999999998,1.4,1.1000000000000001]
[364.54166666669272,"2011-12-31","13:00:00",6.1,44.96,"SATURDAY","On","1977-12-31","13:00:00",5.6,44.96,null,null,"2000-12-31","13:00:00",-2,35.96,null,null,"1997-12-31","13:00:00",-1.1000000000000001,42.08,null,null,null,null,-1,38.119999999999997,null,null,null,null,8,33.619999999999997,null,null,null,null,0.6,33.26,null,null,null,null,2.2000000000000002,33.979999999999997,null,null,null,null,0,33.619999999999997,null,null,null,null,-1.1000000000000001,34.159999999999997,null,null,null,null,0,39.019999999999996,null,null,null,null,-2.8,36.5,null,null,{"$error":"#N/A"},null,null,null,null,null,null,null,null,null,null,null,null,null,null,null,null,null,null,null,null,null,null,null,null,null,null,null,null,null,null,null,null,null,null,null,null,null,null,null,null,null,null,null,null,null,null,null,null,null,8749,7.2,7.2,2.2000000000000002,5.6,3.4,0.9,0.7,1.1000000000000001,0.9,1.2,3.9,2.5]
[364.58333333335941,"2011-12-31","14:00:00",7.2,44.96,"SATURDAY","On","1977-12-31","14:00:00",6.1,44.06,null,null,"2000-12-31","14:00:00",-2,36.5,null,null,"1997-12-31","14:00:00",-1.1000000000000001,42.08,null,null,null,null,-1,39.019999999999996,null,null,null,null,10,34.700000000000003,null,null,null,null,1.1000000000000001,34.700000000000003,null,null,null,null,2.4,33.979999999999997,null,null,null,null,-0.4,34.700000000000003,null,null,null,null,-1.1000000000000001,32.72,null,null,null,null,0,39.019999999999996,null,null,null,null,-2.8,37.22,null,null,{"$error":"#N/A"},null,null,null,null,null,null,null,null,null,null,null,null,null,null,null,null,null,null,null,null,null,null,null,null,null,null,null,null,null,null,null,null,null,null,null,null,null,null,null,null,null,null,null,null,null,null,null,null,null,8750,7.2,6.7,2.5,5.6,3.9,1.5,1.5,1.1000000000000001,1.5,0.4,3.9,2.9]
[364.62500000002609,"2011-12-31","15:00:00",7.8,44.06,"SATURDAY","On","1977-12-31","15:00:00",6.7,42.980000000000004,null,null,"2000-12-31","15:00:00",-2,37.4,null,null,"1997-12-31","15:00:00",-1.7,41,null,null,null,null,-2,39.019999999999996,null,null,null,null,10,35.96,null,null,null,null,1.1000000000000001,35.42,null,null,null,null,2.6,33.619999999999997,null,null,null,null,-0.7,34.700000000000003,null,null,null,null,-1.1000000000000001,33.08,null,null,null,null,-0.6,39.92,null,null,null,null,-2.8,37.76,null,null,{"$error":"#N/A"},null,null,null,null,null,null,null,null,null,null,null,null,null,null,null,null,null,null,null,null,null,null,null,null,null,null,null,null,null,null,null,null,null,null,null,null,null,null,null,null,null,null,null,null,null,null,null,null,null,8751,6.7,6.1,3,5,3.9,2.2000000000000002,1.9,0.9,1.5,0.6,4.4000000000000004,3.2]
[364.66666666669278,"2011-12-31","16:00:00",7.8,44.06,"SATURDAY","On","1977-12-31","16:00:00",5,42.980000000000004,null,null,"2000-12-31","16:00:00",-3,37.94,null,null,"1997-12-31","16:00:00",-2.8,41,null,null,null,null,-3,39.92,null,null,null,null,10,35.96,null,null,null,null,1.7,36.14,null,null,null,null,2.8,32.9,null,null,null,null,-1.1000000000000001,36.5,null,null,null,null,-1.7,32,null,null,null,null,-1.1000000000000001,42.08,null,null,null,null,-2.2000000000000002,36.86,null,null,{"$error":"#N/A"},null,null,null,null,null,null,null,null,null,null,null,null,null,null,null,null,null,null,null,null,null,null,null,null,null,null,null,null,null,null,null,null,null,null,null,null,null,null,null,null,null,null,null,null,null,null,null,null,null,8752,6.7,6.1,3.3,5,4.4000000000000004,2.2000000000000002,2.2999999999999998,0.5,2.5,0,5.6,2.7]
[364.70833333335946,"2011-12-31","17:00:00",7.2,44.06,"SATURDAY","On","1977-12-31","17:00:00",3.9,42.980000000000004,null,null,"2000-12-31","17:00:00",-3,37.94,null,null,"1997-12-31","17:00:00",-4.4000000000000004,41,null,null,null,null,-4,42.620000000000005,null,null,null,null,10,35.06,null,null,null,null,2.2000000000000002,36.68,null,null,null,null,3,32,null,null,null,null,-2.2000000000000002,37.76,null,null,null,null,-1.7,32,null,null,null,null,-1.1000000000000001,41,null,null,null,null,-2.2000000000000002,35.24,null,null,{"$error":"#N/A"},null,null,null,null,null,null,null,null,null,null,null,null,null,null,null,null,null,null,null,null,null,null,null,null,null,null,null,null,null,null,null,null,null,null,null,null,null,null,null,null,null,null,null,null,null,null,null,null,null,8753,6.7,6.1,3.3,5,5.9,1.7,2.6,0,3.2,0,5,1.8]
[364.75000000002615,"2011-12-31","18:00:00",7.2,44.06,"SATURDAY","On","1977-12-31","18:00:00",2.8,42.980000000000004,null,null,"2000-12-31","18:00:00",-4,37.4,null,null,"1997-12-31","18:00:00",-5,37.76,null,null,null,null,-4,42.08,null,null,null,null,9,35.06,null,null,null,null,2.2000000000000002,35.06,null,null,null,null,3.1,28.94,null,null,null,null,-3.3,38.299999999999997,null,null,null,null,-2.8,33.08,null,null,null,null,-1.7,39.92,null,null,null,null,-2.2000000000000002,34.159999999999997,null,null,{"$error":"#N/A"},null,null,null,null,null,null,null,null,null,null,null,null,null,null,null,null,null,null,null,null,null,null,null,null,null,null,null,null,null,null,null,null,null,null,null,null,null,null,null,null,null,null,null,null,null,null,null,null,null,8754,6.7,6.1,3,3.2,5.6,1.7,1.7,-1.7,3.5,0.6,4.4000000000000004,1.2]
[364.79166666669283,"2011-12-31","19:00:00",7.2,44.06,"SATURDAY","On","1977-12-31","19:00:00",2.2000000000000002,44.06,null,null,"2000-12-31","19:00:00",-4,37.4,null,null,"1997-12-31","19:00:00",-5.6,37.94,null,null,null,null,-5,42.08,null,null,null,null,9,34.880000000000003,null,null,null,null,2.8,33.619999999999997,null,null,null,null,3.3,26.96,null,null,null,null,-4.4000000000000004,38.119999999999997,null,null,null,null,-3.9,33.08,null,null,null,null,-2.2000000000000002,41,null,null,null,null,-1.7,33.979999999999997,null,null,{"$error":"#N/A"},null,null,null,null,null,null,null,null,null,null,null,null,null,null,null,null,null,null,null,null,null,null,null,null,null,null,null,null,null,null,null,null,null,null,null,null,null,null,null,null,null,null,null,null,null,null,null,null,null,8755,6.7,6.7,3,3.3,5.6,1.6,0.9,-2.8,3.4,0.6,5,1.1000000000000001]
[364.83333333335952,"2011-12-31","20:00:00",6.7,44.06,"SATURDAY","On","1977-12-31","20:00:00",1.7,44.06,null,null,"2000-12-31","20:00:00",-4,37.04,null,null,"1997-12-31","20:00:00",-6.1,36.5,null,null,null,null,-5,42.980000000000004,null,null,null,null,7.6,35.06,null,null,null,null,2.8,33.799999999999997,null,null,null,null,3.3,26.96,null,null,null,null,-5.5,37.4,null,null,null,null,-4.4000000000000004,33.08,null,null,null,null,-2.8,41,null,null,null,null,-1.7,34.340000000000003,null,null,{"$error":"#N/A"},null,null,null,null,null,null,null,null,null,null,null,null,null,null,null,null,null,null,null,null,null,null,null,null,null,null,null,null,null,null,null,null,null,null,null,null,null,null,null,null,null,null,null,null,null,null,null,null,null,8756,6.7,6.7,2.8,2.5,6.1,1.7,1,-2.8,3,0.6,5,1.3]
[364.8750000000262,"2011-12-31","21:00:00",6.1,44.96,"SATURDAY","On","1977-12-31","21:00:00",1.1000000000000001,44.06,null,null,"2000-12-31","21:00:00",-4,37.94,null,null,"1997-12-31","21:00:00",-6.7,36.14,null,null,null,null,-6,42.980000000000004,null,null,null,null,6.3,35.24,null,null,null,null,3.3,34.159999999999997,null,null,null,null,3.3,26.060000000000002,null,null,null,null,-6.7,37.58,null,null,null,null,-5.6,32,null,null,null,null,-2.8,42.08,null,null,null,null,-1.7,34.159999999999997,null,null,{"$error":"#N/A"},null,null,null,null,null,null,null,null,null,null,null,null,null,null,null,null,null,null,null,null,null,null,null,null,null,null,null,null,null,null,null,null,null,null,null,null,null,null,null,null,null,null,null,null,null,null,null,null,null,8757,7.2,6.7,3.3,2.2999999999999998,6.1,1.8,1.2,-3.3,3.1,0,5.6,1.2]
[364.91666666669289,"2011-12-31","22:00:00",6.1,46.04,"SATURDAY","On","1977-12-31","22:00:00",1.1000000000000001,44.96,null,null,"2000-12-31","22:00:00",-4,37.94,null,null,"1997-12-31","22:00:00",-7.2,35.6,null,null,null,null,-6,44.06,null,null,null,null,5.2,34.880000000000003,null,null,null,null,3.9,34.880000000000003,null,null,null,null,3.3,24.98,null,null,null,null,-7.8,37.58,null,null,null,null,-6.1,32,null,null,null,null,-2.2000000000000002,41.18,null,null,null,null,-1.1000000000000001,33.08,null,null,{"$error":"#N/A"},null,null,null,null,null,null,null,null,null,null,null,null,null,null,null,null,null,null,null,null,null,null,null,null,null,null,null,null,null,null,null,null,null,null,null,null,null,null,null,null,null,null,null,null,null,null,null,null,null,8758,7.8,7.2,3.3,2,6.7,1.6,1.6,-3.9,3.1,0,5.0999999999999996,0.6]
[364.95833333335958,"2011-12-31","23:00:00",6.1,46.04,"SATURDAY","On","1977-12-31","23:00:00",0,46.04,null,null,"2000-12-31","23:00:00",-4,39.92,null,null,"1997-12-31","23:00:00",-7.8,34.880000000000003,null,null,null,null,-6.5,44.06,null,null,null,null,4,36.14,null,null,null,null,4.4000000000000004,35.24,null,null,null,null,3.7,24.98,null,null,null,null,-8.3000000000000007,37.94,null,null,null,null,-6.7,32,null,null,null,null,-2.8,43.16,null,null,null,null,-0.6,32.36,null,null,{"$error":"#N/A"},null,null,null,null,null,null,null,null,null,null,null,null,null,null,null,null,null,null,null,null,null,null,null,null,null,null,null,null,null,null,null,null,null,null,null,null,null,null,null,null,null,null,null,null,null,null,null,null,null,8759,7.8,7.8,4.4000000000000004,1.6,6.7,2.2999999999999998,1.8,-3.9,3.3,0,6.2,0.2]
[365.00000000002626,"2011-12-31",1,6.1,46.94,"SATURDAY","On","1977-12-31",1,-0.6,46.94,null,null,"2000-12-31",1,-5,39.200000000000003,null,null,"1997-12-31",1,-8.3000000000000007,35.06,null,null,null,null,-7,46.04,null,null,null,null,2.7,35.78,null,null,null,null,5,35.6,null,null,null,null,4,24.08,null,null,null,null,-8.9,39.019999999999996,null,null,null,null,-6.7,30.92,null,null,null,null,-3.3,45.14,null,null,null,null,0,32,null,null,{"$error":"#N/A"},null,null,null,null,null,null,null,null,null,null,null,null,null,null,null,null,null,null,null,null,null,null,null,null,null,null,null,null,null,null,null,null,null,null,null,null,null,null,null,null,null,null,null,null,null,null,null,null,null,8760,8.3000000000000007,8.3000000000000007,4,1.7,7.8,2.1,2,-4.4000000000000004,3.9,-0.6,7.3,0]

{"sheet":"DHW Calculator","index":10,"n_rows":102,"n_cols":26,"rows_kept":102,"cut":false,"hidden":true,"merged":[]}
[null,null,null,null,null,null,null,null,null,null,null,null,null,null,null,null,null,null,"Baseline fuel",{"$f":"IFERROR(IF(FIND(\"Electric\",'Eqpt Schedule'!N5)=1,\"Electric\",\"Fossil Fuel\"),\"Fossil Fuel\")","v":"Fossil Fuel"},"(based off the 1st row in Eqpt Schedule)"]
[null,null,null,null,null,null,null,null,null,null,"Recirculation Loss Factor",{"$f":"IF(RecircPumpPrompt<>\"No\",0.25,0)","v":0.25},null,"DIAGNOSTIC BLOCK"]
[null,null,null,null,null,"OAT Range","Loop Temp Range",null,null,null,"Avg Incoming Water Temp (F)",{"$f":"INDEX(TableT_MainLookup[T_Main],MATCH(ASHRAE_Location,TableT_MainLookup[Weather Station],0))","v":{"$error":"#N/A"}},null,null,"Delivered Heating Load",null,"Energy Use","Unit","Energy Use","Unit","Total Heating Capacity (Btu/h )","Rated Efficiency","Actual Seasonal Efficiency","Summer Peak Demand (kW)"]
[null,null,null,null,"Cooling Max OAT",{"$f":"_xlfn.MAXIFS($E$14:$E$76,Bin_Hrs_Occ_Cat2,\">0\")","v":0},{"$f":"'DHW Bldg & Operation Data'!C30","v":90},null,null,null,"DHW Setpoint Temp (F)",{"$f":"'DHW Bldg & Operation Data'!C12","v":125},null,"Baseline",{"$f":"SUMPRODUCT(Bin_Hrs_Occ_Cat2,M14:M76)/1000000","v":{"$error":"#N/A"}},"MMBtu",{"$f":"SUM(Q14:Q76)/1000000","v":0},"MMBtu",{"$f":"IF(T4=\"therms\",Q4*10,Q4*1000/3.412)","v":0},{"$f":"IF(T1=\"Electric\",\"kWh\",\"therms\")","v":"therms"},null,{"$f":"IFERROR(AVERAGE('Eqpt Schedule'!O5:O14),\"\")","v":""},{"$f":"SUMPRODUCT($P$14:$P$76,$Q$14:$Q$76)/SUM($Q$14:$Q$76)","v":{"$error":"#N/A"}}]
[null,null,null,null,"Htg-Clg Balance Pt",72,{"$f":"'DHW Bldg & Operation Data'!C29","v":50},null,null,null,"HP Location or Source",{"$f":"HPWH_Location","v":0},null,"Proposed",{"$f":"SUMPRODUCT(Bin_Hrs_Occ_Cat2,M14:M76)/1000000","v":{"$error":"#N/A"}},"MMBtu",{"$f":"SUM(S14:S76)/1000000","v":0},"MMBtu",{"$f":"Q5*1000000/3412","v":0},"kWh",{"$f":"'DHW Bldg & Operation Data'!C23","v":0},{"$f":"IFERROR(AVERAGE('Eqpt Schedule'!K5:K14),\"\")","v":""},{"$f":"SUMPRODUCT($R$14:$R$76,$S$14:$S$76)/SUM($S$14:$S$76)","v":{"$error":"#DIV/0!"}},{"$f":"INDEX($V$14:$V$76,MATCH(TRUE,INDEX(V14:V76<>0,),0))","v":{"$error":"#N/A"}}]
[null,null,null,null,"Heating Min OAT",{"$f":"_xlfn.MINIFS($E$14:$E$76,$F$14:$F$76,\">0\")","v":0},{"$f":"'DHW Bldg & Operation Data'!C31","v":30},null,null,null,"HP Location Nominal Temp (F)",{"$f":"BinModelTemp","v":72},null,null,null,"Energy Savings",{"$f":"Q4-Q5","v":0},"MMBtu",null,null,null,null,"Peak Savings =",{"$f":"INDEX($X$14:$X$76,MATCH(TRUE,INDEX(X14:X76<>0,),0))","v":{"$error":"#N/A"}}]
[null,null,null,null,null,null,null,null,null,null,"HP Location: Fraction of OA",0.2,null,null,null,"Final Energy Savings",{"$f":"'Results Summary'!F4","v":{"$error":"#N/A"}},"F4 from Result tab"]
[null,null,null,null,null,null,null,null,null,null,"(Used for Unconditioned Only)",null,null,null,null,null,{"$f":"Q7/Q6","v":{"$error":"#N/A"}},"Safety Factor Confirmation"]
[null,null,null,null,null,null,null,null,null,null,"Is ER Used to Meet",{"$f":"'DHW Bldg & Operation Data'!C14","v":0}]
[null,null,null,null,null,null,null,null,null,null,"Recirculation Losses?"]
[null,null,null,null,"DHW Calculator",null,null,null,null,"HIH",null,null,null,null,null,null,null,null,"HIH"]
[null,null,null,null,null,null,null,null,null,null,null,null,null,"DHW Energy Usage Calculation",null,null,null,null,null,null,"CF=",0.8,"Net Savings"]
["Location Selected:",null,null,"Row Reference for Bin data lookup","Outdoor Air Temperature Mid-pts","Operating hr @ Temp Bin","Equipment Location Space Type",{"$f":"IF(L5=\"Ground Source\",\"Ground Source Entering Temperature (F)\",\"Air Source Entering Temperature (F)\")","v":"Air Source Entering Temperature (F)"},"Calculated EWT for GSHP (F)","DHW Usage (GPH)","Incoming Water Temperature (°F)","DHW Heating Load Before Recirculation Losses (Btuh)","TOTAL DHW Heating Load (Btuh)","Heat Pump Heating Capacity (Btuh)","Part Load Ratio (PLR)","Baseline Efficiency ","Baseline Energy Consumption (Btu)","Proposed Efficiency (COP)","Proposed Energy Consumption (Btu)","Energy Savings (Btu)","Basecase Peak kW (based on peak DHW load)","Proposed Peak kW (based on HP size)","▲kWh Total (Electric Energy Savings)","▲kW (Peak Electric Demand Savings)","▲therms Total (Gas Energy Avoidance)","▲MMbtu Total"]
[{"$f":"ACCA_Location","v":""},null,null,2,101,{"$f":"HLOOKUP($A$16, 'Weather Data'!$CD$17:$DA$80,D14,FALSE)","v":{"$error":"#N/A"}},{"$f":"IF('DHW Bldg & Operation Data'!$C$26=\"Un-Conditioned\",\"Un-Conditioned\",IF(AND(E14>='DHW Bldg & Operation Data'!$C$28,'DHW Bldg & Operation Data'!$C$27<>\"Heating Only\"),\"Cooling\",IF(E14<='DHW Bldg & Operation Data'!$C$28,\"Heating\",\"Un-Conditioned\")))","v":"Cooling"},{"$f":"IF(HPWH_Location=\"Outdoor Evaporator\",'DHW Calculator'!$E14,IF(HPWH_Location=\"Conditioned Space\",BinModelTemp,IF(HPWH_Location=\"Un-Conditioned Enclosed\",($L$6*(1-$L$7)+$E14*$L$7),I14)))","v":33.888888888888886},{"$f":"IF(E14>=$F$5,$G$5+($G$4-$G$5)*(E14-$F$5)/($F$4-$F$5),$G$5-($G$5-$G$6)*(E14-$F$5)/($F$6-$F$5))","v":33.888888888888886},{"$f":"(DHW_GPD/24)","v":{"$error":"#N/A"}},{"$f":"HLOOKUP($A$16&\" TMAIN\", 'Weather Data'!$CD$17:$DA$80,D14,FALSE)","v":{"$error":"#N/A"}},{"$f":"IF(K14>0,J14*8.33*(DHW_Setpoint_Temp_degF-K14),0)","v":{"$error":"#N/A"}},{"$f":"L14*(1/(1-Recirculation_Loss_Factor))","v":{"$error":"#N/A"}},{"$f":"IF(J14=0,0,$U$5)","v":{"$error":"#N/A"}},{"$f":"IFERROR(MAX(M14/N14,0),\"-\")","v":"-"},{"$f":"IF(J14=0,\"-\",$V$4)","v":{"$error":"#N/A"}},{"$f":"IFERROR((M14/(P14))*F14,\"-\")","v":"-"},{"$f":"IF($L$9=\"Yes\",'COP Assignment'!W3*(1-Recirculation_Loss_Factor)+1*Recirculation_Loss_Factor,'COP Assignment'!W3)","v":{"$error":"#DIV/0!"}},{"$f":"IFERROR((M14/R14)*F14,0)","v":0},{"$f":"IFERROR(Q14-S14,0)","v":0},{"$f":"IF($T$1=\"Electric\",M14/3412/P14*$V$12,0)","v":0},{"$f":"IFERROR(IF(F14>0,N14/3412/R14*$V$12,0),0)","v":0},{"$f":"IF($T$1=\"Electric\",T14*'Worksheet Data'!$W$3/1000000,-S14*'Worksheet Data'!$W$3/1000000)","v":0},{"$f":"IFERROR(U14-V14,0)","v":0},{"$f":"IFERROR(IF($T$1=\"Electric\",0,Q14*'Worksheet Data'!$W$2/1000000),0)","v":0},{"$f":"T14/1000000","v":0}]
["Lookup Reference",null,null,3,99,{"$f":"HLOOKUP($A$16, 'Weather Data'!$CD$17:$DA$80,D15,FALSE)","v":{"$error":"#N/A"}},{"$f":"IF('DHW Bldg & Operation Data'!$C$26=\"Un-Conditioned\",\"Un-Conditioned\",IF(AND(E15>='DHW Bldg & Operation Data'!$C$28,'DHW Bldg & Operation Data'!$C$27<>\"Heating Only\"),\"Cooling\",IF(E15<='DHW Bldg & Operation Data'!$C$28,\"Heating\",\"Un-Conditioned\")))","v":"Cooling"},{"$f":"IF(HPWH_Location=\"Outdoor Evaporator\",'DHW Calculator'!$E15,IF(HPWH_Location=\"Conditioned Space\",BinModelTemp,IF(HPWH_Location=\"Un-Conditioned Enclosed\",($L$6*(1-$L$7)+$E15*$L$7),I15)))","v":35},{"$f":"IF(E15>=$F$5,$G$5+($G$4-$G$5)*(E15-$F$5)/($F$4-$F$5),$G$5-($G$5-$G$6)*(E15-$F$5)/($F$6-$F$5))","v":35},{"$error":"#N/A"},{"$f":"HLOOKUP($A$16&\" TMAIN\", 'Weather Data'!$CD$17:$DA$80,D15,FALSE)","v":{"$error":"#N/A"}},{"$error":"#N/A"},{"$error":"#N/A"},{"$error":"#N/A"},"-",{"$f":"IF(J15=0,0,$V$4)","v":{"$error":"#N/A"}},"-",{"$f":"IF($L$9=\"Yes\",'COP Assignment'!W4*(1-Recirculation_Loss_Factor)+1*Recirculation_Loss_Factor,'COP Assignment'!W4)","v":{"$error":"#DIV/0!"}},0,0,{"$f":"IF($T$1=\"Electric\",M15/3412/P15*$V$12,0)","v":0},{"$f":"IFERROR(IF(F15>0,N15/3412/R15*$V$12,0),0)","v":0},{"$f":"IF($T$1=\"Electric\",T15*'Worksheet Data'!$W$3/1000000,-S15*'Worksheet Data'!$W$3/1000000)","v":0},{"$f":"IFERROR(U15-V15,0)","v":0},{"$f":"IFERROR(IF($T$1=\"Electric\",0,Q15*'Worksheet Data'!$W$2/1000000),0)","v":0},0]
[{"$f":"A14& \" On\"","v":" On"},null,null,4,97,{"$f":"HLOOKUP($A$16, 'Weather Data'!$CD$17:$DA$80,D16,FALSE)","v":{"$error":"#N/A"}},{"$f":"IF('DHW Bldg & Operation Data'!$C$26=\"Un-Conditioned\",\"Un-Conditioned\",IF(AND(E16>='DHW Bldg & Operation Data'!$C$28,'DHW Bldg & Operation Data'!$C$27<>\"Heating Only\"),\"Cooling\",IF(E16<='DHW Bldg & Operation Data'!$C$28,\"Heating\",\"Un-Conditioned\")))","v":"Cooling"},{"$f":"IF(HPWH_Location=\"Outdoor Evaporator\",'DHW Calculator'!$E16,IF(HPWH_Location=\"Conditioned Space\",BinModelTemp,IF(HPWH_Location=\"Un-Conditioned Enclosed\",($L$6*(1-$L$7)+$E16*$L$7),I16)))","v":36.111111111111114},36.111111111111114,{"$error":"#N/A"},{"$f":"HLOOKUP($A$16&\" TMAIN\", 'Weather Data'!$CD$17:$DA$80,D16,FALSE)","v":{"$error":"#N/A"}},{"$error":"#N/A"},{"$error":"#N/A"},{"$error":"#N/A"},"-",{"$error":"#N/A"},"-",{"$f":"IF($L$9=\"Yes\",'COP Assignment'!W5*(1-Recirculation_Loss_Factor)+1*Recirculation_Loss_Factor,'COP Assignment'!W5)","v":{"$error":"#DIV/0!"}},0,0,0,0,{"$f":"IF($T$1=\"Electric\",T16*'Worksheet Data'!$W$3/1000000,-S16*'Worksheet Data'!$W$3/1000000)","v":0},0,{"$f":"IFERROR(IF($T$1=\"Electric\",0,Q16*'Worksheet Data'!$W$2/1000000),0)","v":0},0]
[{"$f":"A14&VLOOKUP(A14,'Worksheet Data'!$M$2:$N$13,2,FALSE)","v":{"$error":"#N/A"}},null,null,5,95,{"$f":"HLOOKUP($A$16, 'Weather Data'!$CD$17:$DA$80,D17,FALSE)","v":{"$error":"#N/A"}},{"$f":"IF('DHW Bldg & Operation Data'!$C$26=\"Un-Conditioned\",\"Un-Conditioned\",IF(AND(E17>='DHW Bldg & Operation Data'!$C$28,'DHW Bldg & Operation Data'!$C$27<>\"Heating Only\"),\"Cooling\",IF(E17<='DHW Bldg & Operation Data'!$C$28,\"Heating\",\"Un-Conditioned\")))","v":"Cooling"},{"$f":"IF(HPWH_Location=\"Outdoor Evaporator\",'DHW Calculator'!$E17,IF(HPWH_Location=\"Conditioned Space\",BinModelTemp,IF(HPWH_Location=\"Un-Conditioned Enclosed\",($L$6*(1-$L$7)+$E17*$L$7),I17)))","v":37.222222222222221},37.222222222222221,{"$error":"#N/A"},{"$f":"HLOOKUP($A$16&\" TMAIN\", 'Weather Data'!$CD$17:$DA$80,D17,FALSE)","v":{"$error":"#N/A"}},{"$error":"#N/A"},{"$error":"#N/A"},{"$error":"#N/A"},{"$f":"IFERROR(MAX(M17/N17,0),\"-\")","v":"-"},{"$error":"#N/A"},"-",{"$f":"IF($L$9=\"Yes\",'COP Assignment'!W6*(1-Recirculation_Loss_Factor)+1*Recirculation_Loss_Factor,'COP Assignment'!W6)","v":{"$error":"#DIV/0!"}},0,0,0,0,{"$f":"IF($T$1=\"Electric\",T17*'Worksheet Data'!$W$3/1000000,-S17*'Worksheet Data'!$W$3/1000000)","v":0},0,{"$f":"IFERROR(IF($T$1=\"Electric\",0,Q17*'Worksheet Data'!$W$2/1000000),0)","v":0},0]
[null,null,null,6,93,{"$f":"HLOOKUP($A$16, 'Weather Data'!$CD$17:$DA$80,D18,FALSE)","v":{"$error":"#N/A"}},{"$f":"IF('DHW Bldg & Operation Data'!$C$26=\"Un-Conditioned\",\"Un-Conditioned\",IF(AND(E18>='DHW Bldg & Operation Data'!$C$28,'DHW Bldg & Operation Data'!$C$27<>\"Heating Only\"),\"Cooling\",IF(E18<='DHW Bldg & Operation Data'!$C$28,\"Heating\",\"Un-Conditioned\")))","v":"Cooling"},{"$f":"IF(HPWH_Location=\"Outdoor Evaporator\",'DHW Calculator'!$E18,IF(HPWH_Location=\"Conditioned Space\",BinModelTemp,IF(HPWH_Location=\"Un-Conditioned Enclosed\",($L$6*(1-$L$7)+$E18*$L$7),I18)))","v":38.333333333333336},38.333333333333336,{"$error":"#N/A"},{"$f":"HLOOKUP($A$16&\" TMAIN\", 'Weather Data'!$CD$17:$DA$80,D18,FALSE)","v":{"$error":"#N/A"}},{"$error":"#N/A"},{"$error":"#N/A"},{"$error":"#N/A"},"-",{"$error":"#N/A"},"-",{"$f":"IF($L$9=\"Yes\",'COP Assignment'!W7*(1-Recirculation_Loss_Factor)+1*Recirculation_Loss_Factor,'COP Assignment'!W7)","v":{"$error":"#DIV/0!"}},0,0,0,0,{"$f":"IF($T$1=\"Electric\",T18*'Worksheet Data'!$W$3/1000000,-S18*'Worksheet Data'!$W$3/1000000)","v":0},0,{"$f":"IFERROR(IF($T$1=\"Electric\",0,Q18*'Worksheet Data'!$W$2/1000000),0)","v":0},0]
[null,null,null,7,91,{"$f":"HLOOKUP($A$16, 'Weather Data'!$CD$17:$DA$80,D19,FALSE)","v":{"$error":"#N/A"}},{"$f":"IF('DHW Bldg & Operation Data'!$C$26=\"Un-Conditioned\",\"Un-Conditioned\",IF(AND(E19>='DHW Bldg & Operation Data'!$C$28,'DHW Bldg & Operation Data'!$C$27<>\"Heating Only\"),\"Cooling\",IF(E19<='DHW Bldg & Operation Data'!$C$28,\"Heating\",\"Un-Conditioned\")))","v":"Cooling"},{"$f":"IF(HPWH_Location=\"Outdoor Evaporator\",'DHW Calculator'!$E19,IF(HPWH_Location=\"Conditioned Space\",BinModelTemp,IF(HPWH_Location=\"Un-Conditioned Enclosed\",($L$6*(1-$L$7)+$E19*$L$7),I19)))","v":39.444444444444443},39.444444444444443,{"$error":"#N/A"},{"$f":"HLOOKUP($A$16&\" TMAIN\", 'Weather Data'!$CD$17:$DA$80,D19,FALSE)","v":{"$error":"#N/A"}},{"$error":"#N/A"},{"$error":"#N/A"},{"$error":"#N/A"},"-",{"$error":"#N/A"},"-",{"$f":"IF($L$9=\"Yes\",'COP Assignment'!W8*(1-Recirculation_Loss_Factor)+1*Recirculation_Loss_Factor,'COP Assignment'!W8)","v":{"$error":"#DIV/0!"}},0,0,0,0,{"$f":"IF($T$1=\"Electric\",T19*'Worksheet Data'!$W$3/1000000,-S19*'Worksheet Data'!$W$3/1000000)","v":0},0,{"$f":"IFERROR(IF($T$1=\"Electric\",0,Q19*'Worksheet Data'!$W$2/1000000),0)","v":0},0]
[null,null,null,8,89,{"$f":"HLOOKUP($A$16, 'Weather Data'!$CD$17:$DA$80,D20,FALSE)","v":{"$error":"#N/A"}},{"$f":"IF('DHW Bldg & Operation Data'!$C$26=\"Un-Conditioned\",\"Un-Conditioned\",IF(AND(E20>='DHW Bldg & Operation Data'!$C$28,'DHW Bldg & Operation Data'!$C$27<>\"Heating Only\"),\"Cooling\",IF(E20<='DHW Bldg & Operation Data'!$C$28,\"Heating\",\"Un-Conditioned\")))","v":"Cooling"},{"$f":"IF(HPWH_Location=\"Outdoor Evaporator\",'DHW Calculator'!$E20,IF(HPWH_Location=\"Conditioned Space\",BinModelTemp,IF(HPWH_Location=\"Un-Conditioned Enclosed\",($L$6*(1-$L$7)+$E20*$L$7),I20)))","v":40.555555555555557},40.555555555555557,{"$error":"#N/A"},{"$f":"HLOOKUP($A$16&\" TMAIN\", 'Weather Data'!$CD$17:$DA$80,D20,FALSE)","v":{"$error":"#N/A"}},{"$error":"#N/A"},{"$error":"#N/A"},{"$error":"#N/A"},"-",{"$error":"#N/A"},"-",{"$f":"IF($L$9=\"Yes\",'COP Assignment'!W9*(1-Recirculation_Loss_Factor)+1*Recirculation_Loss_Factor,'COP Assignment'!W9)","v":{"$error":"#DIV/0!"}},0,0,0,0,{"$f":"IF($T$1=\"Electric\",T20*'Worksheet Data'!$W$3/1000000,-S20*'Worksheet Data'!$W$3/1000000)","v":0},0,{"$f":"IFERROR(IF($T$1=\"Electric\",0,Q20*'Worksheet Data'!$W$2/1000000),0)","v":0},0]
[null,null,null,9,87,{"$f":"HLOOKUP($A$16, 'Weather Data'!$CD$17:$DA$80,D21,FALSE)","v":{"$error":"#N/A"}},{"$f":"IF('DHW Bldg & Operation Data'!$C$26=\"Un-Conditioned\",\"Un-Conditioned\",IF(AND(E21>='DHW Bldg & Operation Data'!$C$28,'DHW Bldg & Operation Data'!$C$27<>\"Heating Only\"),\"Cooling\",IF(E21<='DHW Bldg & Operation Data'!$C$28,\"Heating\",\"Un-Conditioned\")))","v":"Cooling"},{"$f":"IF(HPWH_Location=\"Outdoor Evaporator\",'DHW Calculator'!$E21,IF(HPWH_Location=\"Conditioned Space\",BinModelTemp,IF(HPWH_Location=\"Un-Conditioned Enclosed\",($L$6*(1-$L$7)+$E21*$L$7),I21)))","v":41.666666666666664},41.666666666666664,{"$error":"#N/A"},{"$f":"HLOOKUP($A$16&\" TMAIN\", 'Weather Data'!$CD$17:$DA$80,D21,FALSE)","v":{"$error":"#N/A"}},{"$error":"#N/A"},{"$error":"#N/A"},{"$error":"#N/A"},"-",{"$error":"#N/A"},"-",{"$f":"IF($L$9=\"Yes\",'COP Assignment'!W10*(1-Recirculation_Loss_Factor)+1*Recirculation_Loss_Factor,'COP Assignment'!W10)","v":{"$error":"#DIV/0!"}},0,0,0,0,{"$f":"IF($T$1=\"Electric\",T21*'Worksheet Data'!$W$3/1000000,-S21*'Worksheet Data'!$W$3/1000000)","v":0},0,{"$f":"IFERROR(IF($T$1=\"Electric\",0,Q21*'Worksheet Data'!$W$2/1000000),0)","v":0},0]
[null,null,null,10,85,{"$f":"HLOOKUP($A$16, 'Weather Data'!$CD$17:$DA$80,D22,FALSE)","v":{"$error":"#N/A"}},{"$f":"IF('DHW Bldg & Operation Data'!$C$26=\"Un-Conditioned\",\"Un-Conditioned\",IF(AND(E22>='DHW Bldg & Operation Data'!$C$28,'DHW Bldg & Operation Data'!$C$27<>\"Heating Only\"),\"Cooling\",IF(E22<='DHW Bldg & Operation Data'!$C$28,\"Heating\",\"Un-Conditioned\")))","v":"Cooling"},{"$f":"IF(HPWH_Location=\"Outdoor Evaporator\",'DHW Calculator'!$E22,IF(HPWH_Location=\"Conditioned Space\",BinModelTemp,IF(HPWH_Location=\"Un-Conditioned Enclosed\",($L$6*(1-$L$7)+$E22*$L$7),I22)))","v":42.777777777777779},42.777777777777779,{"$error":"#N/A"},{"$f":"HLOOKUP($A$16&\" TMAIN\", 'Weather Data'!$CD$17:$DA$80,D22,FALSE)","v":{"$error":"#N/A"}},{"$error":"#N/A"},{"$error":"#N/A"},{"$error":"#N/A"},"-",{"$error":"#N/A"},"-",{"$f":"IF($L$9=\"Yes\",'COP Assignment'!W11*(1-Recirculation_Loss_Factor)+1*Recirculation_Loss_Factor,'COP Assignment'!W11)","v":{"$error":"#DIV/0!"}},0,0,0,0,{"$f":"IF($T$1=\"Electric\",T22*'Worksheet Data'!$W$3/1000000,-S22*'Worksheet Data'!$W$3/1000000)","v":0},0,{"$f":"IFERROR(IF($T$1=\"Electric\",0,Q22*'Worksheet Data'!$W$2/1000000),0)","v":0},0]
[null,null,null,11,83,{"$f":"HLOOKUP($A$16, 'Weather Data'!$CD$17:$DA$80,D23,FALSE)","v":{"$error":"#N/A"}},{"$f":"IF('DHW Bldg & Operation Data'!$C$26=\"Un-Conditioned\",\"Un-Conditioned\",IF(AND(E23>='DHW Bldg & Operation Data'!$C$28,'DHW Bldg & Operation Data'!$C$27<>\"Heating Only\"),\"Cooling\",IF(E23<='DHW Bldg & Operation Data'!$C$28,\"Heating\",\"Un-Conditioned\")))","v":"Cooling"},{"$f":"IF(HPWH_Location=\"Outdoor Evaporator\",'DHW Calculator'!$E23,IF(HPWH_Location=\"Conditioned Space\",BinModelTemp,IF(HPWH_Location=\"Un-Conditioned Enclosed\",($L$6*(1-$L$7)+$E23*$L$7),I23)))","v":43.888888888888886},43.888888888888886,{"$error":"#N/A"},{"$f":"HLOOKUP($A$16&\" TMAIN\", 'Weather Data'!$CD$17:$DA$80,D23,FALSE)","v":{"$error":"#N/A"}},{"$error":"#N/A"},{"$error":"#N/A"},{"$error":"#N/A"},"-",{"$error":"#N/A"},"-",{"$f":"IF($L$9=\"Yes\",'COP Assignment'!W12*(1-Recirculation_Loss_Factor)+1*Recirculation_Loss_Factor,'COP Assignment'!W12)","v":{"$error":"#DIV/0!"}},0,0,0,0,{"$f":"IF($T$1=\"Electric\",T23*'Worksheet Data'!$W$3/1000000,-S23*'Worksheet Data'!$W$3/1000000)","v":0},0,{"$f":"IFERROR(IF($T$1=\"Electric\",0,Q23*'Worksheet Data'!$W$2/1000000),0)","v":0},0]
[null,null,null,12,81,{"$f":"HLOOKUP($A$16, 'Weather Data'!$CD$17:$DA$80,D24,FALSE)","v":{"$error":"#N/A"}},{"$f":"IF('DHW Bldg & Operation Data'!$C$26=\"Un-Conditioned\",\"Un-Conditioned\",IF(AND(E24>='DHW Bldg & Operation Data'!$C$28,'DHW Bldg & Operation Data'!$C$27<>\"Heating Only\"),\"Cooling\",IF(E24<='DHW Bldg & Operation Data'!$C$28,\"Heating\",\"Un-Conditioned\")))","v":"Cooling"},{"$f":"IF(HPWH_Location=\"Outdoor Evaporator\",'DHW Calculator'!$E24,IF(HPWH_Location=\"Conditioned Space\",BinModelTemp,IF(HPWH_Location=\"Un-Conditioned Enclosed\",($L$6*(1-$L$7)+$E24*$L$7),I24)))","v":45},45,{"$error":"#N/A"},{"$f":"HLOOKUP($A$16&\" TMAIN\", 'Weather Data'!$CD$17:$DA$80,D24,FALSE)","v":{"$error":"#N/A"}},{"$error":"#N/A"},{"$error":"#N/A"},{"$error":"#N/A"},"-",{"$error":"#N/A"},"-",{"$f":"IF($L$9=\"Yes\",'COP Assignment'!W13*(1-Recirculation_Loss_Factor)+1*Recirculation_Loss_Factor,'COP Assignment'!W13)","v":{"$error":"#DIV/0!"}},0,0,0,0,{"$f":"IF($T$1=\"Electric\",T24*'Worksheet Data'!$W$3/1000000,-S24*'Worksheet Data'!$W$3/1000000)","v":0},0,{"$f":"IFERROR(IF($T$1=\"Electric\",0,Q24*'Worksheet Data'!$W$2/1000000),0)","v":0},0]
[null,null,null,13,79,{"$f":"HLOOKUP($A$16, 'Weather Data'!$CD$17:$DA$80,D25,FALSE)","v":{"$error":"#N/A"}},{"$f":"IF('DHW Bldg & Operation Data'!$C$26=\"Un-Conditioned\",\"Un-Conditioned\",IF(AND(E25>='DHW Bldg & Operation Data'!$C$28,'DHW Bldg & Operation Data'!$C$27<>\"Heating Only\"),\"Cooling\",IF(E25<='DHW Bldg & Operation Data'!$C$28,\"Heating\",\"Un-Conditioned\")))","v":"Cooling"},{"$f":"IF(HPWH_Location=\"Outdoor Evaporator\",'DHW Calculator'!$E25,IF(HPWH_Location=\"Conditioned Space\",BinModelTemp,IF(HPWH_Location=\"Un-Conditioned Enclosed\",($L$6*(1-$L$7)+$E25*$L$7),I25)))","v":46.111111111111114},46.111111111111114,{"$error":"#N/A"},{"$f":"HLOOKUP($A$16&\" TMAIN\", 'Weather Data'!$CD$17:$DA$80,D25,FALSE)","v":{"$error":"#N/A"}},{"$error":"#N/A"},{"$error":"#N/A"},{"$error":"#N/A"},"-",{"$error":"#N/A"},"-",{"$f":"IF($L$9=\"Yes\",'COP Assignment'!W14*(1-Recirculation_Loss_Factor)+1*Recirculation_Loss_Factor,'COP Assignment'!W14)","v":{"$error":"#DIV/0!"}},0,0,0,0,{"$f":"IF($T$1=\"Electric\",T25*'Worksheet Data'!$W$3/1000000,-S25*'Worksheet Data'!$W$3/1000000)","v":0},0,{"$f":"IFERROR(IF($T$1=\"Electric\",0,Q25*'Worksheet Data'!$W$2/1000000),0)","v":0},0]
[null,null,null,14,77,{"$f":"HLOOKUP($A$16, 'Weather Data'!$CD$17:$DA$80,D26,FALSE)","v":{"$error":"#N/A"}},{"$f":"IF('DHW Bldg & Operation Data'!$C$26=\"Un-Conditioned\",\"Un-Conditioned\",IF(AND(E26>='DHW Bldg & Operation Data'!$C$28,'DHW Bldg & Operation Data'!$C$27<>\"Heating Only\"),\"Cooling\",IF(E26<='DHW Bldg & Operation Data'!$C$28,\"Heating\",\"Un-Conditioned\")))","v":"Cooling"},{"$f":"IF(HPWH_Location=\"Outdoor Evaporator\",'DHW Calculator'!$E26,IF(HPWH_Location=\"Conditioned Space\",BinModelTemp,IF(HPWH_Location=\"Un-Conditioned Enclosed\",($L$6*(1-$L$7)+$E26*$L$7),I26)))","v":47.222222222222221},47.222222222222221,{"$error":"#N/A"},{"$f":"HLOOKUP($A$16&\" TMAIN\", 'Weather Data'!$CD$17:$DA$80,D26,FALSE)","v":{"$error":"#N/A"}},{"$error":"#N/A"},{"$error":"#N/A"},{"$error":"#N/A"},"-",{"$error":"#N/A"},"-",{"$f":"IF($L$9=\"Yes\",'COP Assignment'!W15*(1-Recirculation_Loss_Factor)+1*Recirculation_Loss_Factor,'COP Assignment'!W15)","v":{"$error":"#DIV/0!"}},0,0,0,0,{"$f":"IF($T$1=\"Electric\",T26*'Worksheet Data'!$W$3/1000000,-S26*'Worksheet Data'!$W$3/1000000)","v":0},0,{"$f":"IFERROR(IF($T$1=\"Electric\",0,Q26*'Worksheet Data'!$W$2/1000000),0)","v":0},0]
[null,null,null,15,75,{"$f":"HLOOKUP($A$16, 'Weather Data'!$CD$17:$DA$80,D27,FALSE)","v":{"$error":"#N/A"}},{"$f":"IF('DHW Bldg & Operation Data'!$C$26=\"Un-Conditioned\",\"Un-Conditioned\",IF(AND(E27>='DHW Bldg & Operation Data'!$C$28,'DHW Bldg & Operation Data'!$C$27<>\"Heating Only\"),\"Cooling\",IF(E27<='DHW Bldg & Operation Data'!$C$28,\"Heating\",\"Un-Conditioned\")))","v":"Cooling"},{"$f":"IF(HPWH_Location=\"Outdoor Evaporator\",'DHW Calculator'!$E27,IF(HPWH_Location=\"Conditioned Space\",BinModelTemp,IF(HPWH_Location=\"Un-Conditioned Enclosed\",($L$6*(1-$L$7)+$E27*$L$7),I27)))","v":48.333333333333336},48.333333333333336,{"$error":"#N/A"},{"$f":"HLOOKUP($A$16&\" TMAIN\", 'Weather Data'!$CD$17:$DA$80,D27,FALSE)","v":{"$error":"#N/A"}},{"$error":"#N/A"},{"$error":"#N/A"},{"$error":"#N/A"},"-",{"$error":"#N/A"},"-",{"$f":"IF($L$9=\"Yes\",'COP Assignment'!W16*(1-Recirculation_Loss_Factor)+1*Recirculation_Loss_Factor,'COP Assignment'!W16)","v":{"$error":"#DIV/0!"}},0,0,0,0,{"$f":"IF($T$1=\"Electric\",T27*'Worksheet Data'!$W$3/1000000,-S27*'Worksheet Data'!$W$3/1000000)","v":0},0,{"$f":"IFERROR(IF($T$1=\"Electric\",0,Q27*'Worksheet Data'!$W$2/1000000),0)","v":0},0]
[null,null,null,16,73,{"$f":"HLOOKUP($A$16, 'Weather Data'!$CD$17:$DA$80,D28,FALSE)","v":{"$error":"#N/A"}},{"$f":"IF('DHW Bldg & Operation Data'!$C$26=\"Un-Conditioned\",\"Un-Conditioned\",IF(AND(E28>='DHW Bldg & Operation Data'!$C$28,'DHW Bldg & Operation Data'!$C$27<>\"Heating Only\"),\"Cooling\",IF(E28<='DHW Bldg & Operation Data'!$C$28,\"Heating\",\"Un-Conditioned\")))","v":"Cooling"},{"$f":"IF(HPWH_Location=\"Outdoor Evaporator\",'DHW Calculator'!$E28,IF(HPWH_Location=\"Conditioned Space\",BinModelTemp,IF(HPWH_Location=\"Un-Conditioned Enclosed\",($L$6*(1-$L$7)+$E28*$L$7),I28)))","v":49.444444444444443},49.444444444444443,{"$error":"#N/A"},{"$f":"HLOOKUP($A$16&\" TMAIN\", 'Weather Data'!$CD$17:$DA$80,D28,FALSE)","v":{"$error":"#N/A"}},{"$error":"#N/A"},{"$error":"#N/A"},{"$error":"#N/A"},"-",{"$error":"#N/A"},"-",{"$f":"IF($L$9=\"Yes\",'COP Assignment'!W17*(1-Recirculation_Loss_Factor)+1*Recirculation_Loss_Factor,'COP Assignment'!W17)","v":{"$error":"#DIV/0!"}},0,0,0,0,{"$f":"IF($T$1=\"Electric\",T28*'Worksheet Data'!$W$3/1000000,-S28*'Worksheet Data'!$W$3/1000000)","v":0},0,{"$f":"IFERROR(IF($T$1=\"Electric\",0,Q28*'Worksheet Data'!$W$2/1000000),0)","v":0},0]
[null,null,null,17,71,{"$f":"HLOOKUP($A$16, 'Weather Data'!$CD$17:$DA$80,D29,FALSE)","v":{"$error":"#N/A"}},{"$f":"IF('DHW Bldg & Operation Data'!$C$26=\"Un-Conditioned\",\"Un-Conditioned\",IF(AND(E29>='DHW Bldg & Operation Data'!$C$28,'DHW Bldg & Operation Data'!$C$27<>\"Heating Only\"),\"Cooling\",IF(E29<='DHW Bldg & Operation Data'!$C$28,\"Heating\",\"Un-Conditioned\")))","v":"Heating"},{"$f":"IF(HPWH_Location=\"Outdoor Evaporator\",'DHW Calculator'!$E29,IF(HPWH_Location=\"Conditioned Space\",BinModelTemp,IF(HPWH_Location=\"Un-Conditioned Enclosed\",($L$6*(1-$L$7)+$E29*$L$7),I29)))","v":49.722222222222221},49.722222222222221,{"$error":"#N/A"},{"$f":"HLOOKUP($A$16&\" TMAIN\", 'Weather Data'!$CD$17:$DA$80,D29,FALSE)","v":{"$error":"#N/A"}},{"$error":"#N/A"},{"$error":"#N/A"},{"$error":"#N/A"},"-",{"$error":"#N/A"},"-",{"$f":"IF($L$9=\"Yes\",'COP Assignment'!W18*(1-Recirculation_Loss_Factor)+1*Recirculation_Loss_Factor,'COP Assignment'!W18)","v":{"$error":"#DIV/0!"}},0,0,0,0,{"$f":"IF($T$1=\"Electric\",T29*'Worksheet Data'!$W$3/1000000,-S29*'Worksheet Data'!$W$3/1000000)","v":0},0,{"$f":"IFERROR(IF($T$1=\"Electric\",0,Q29*'Worksheet Data'!$W$2/1000000),0)","v":0},0]
[null,null,null,18,69,{"$f":"HLOOKUP($A$16, 'Weather Data'!$CD$17:$DA$80,D30,FALSE)","v":{"$error":"#N/A"}},{"$f":"IF('DHW Bldg & Operation Data'!$C$26=\"Un-Conditioned\",\"Un-Conditioned\",IF(AND(E30>='DHW Bldg & Operation Data'!$C$28,'DHW Bldg & Operation Data'!$C$27<>\"Heating Only\"),\"Cooling\",IF(E30<='DHW Bldg & Operation Data'!$C$28,\"Heating\",\"Un-Conditioned\")))","v":"Heating"},{"$f":"IF(HPWH_Location=\"Outdoor Evaporator\",'DHW Calculator'!$E30,IF(HPWH_Location=\"Conditioned Space\",BinModelTemp,IF(HPWH_Location=\"Un-Conditioned Enclosed\",($L$6*(1-$L$7)+$E30*$L$7),I30)))","v":49.166666666666664},49.166666666666664,{"$error":"#N/A"},{"$f":"HLOOKUP($A$16&\" TMAIN\", 'Weather Data'!$CD$17:$DA$80,D30,FALSE)","v":{"$error":"#N/A"}},{"$error":"#N/A"},{"$error":"#N/A"},{"$error":"#N/A"},"-",{"$error":"#N/A"},"-",{"$f":"IF($L$9=\"Yes\",'COP Assignment'!W19*(1-Recirculation_Loss_Factor)+1*Recirculation_Loss_Factor,'COP Assignment'!W19)","v":{"$error":"#DIV/0!"}},0,0,0,0,{"$f":"IF($T$1=\"Electric\",T30*'Worksheet Data'!$W$3/1000000,-S30*'Worksheet Data'!$W$3/1000000)","v":0},0,{"$f":"IFERROR(IF($T$1=\"Electric\",0,Q30*'Worksheet Data'!$W$2/1000000),0)","v":0},0]
[null,null,null,19,67,{"$f":"HLOOKUP($A$16, 'Weather Data'!$CD$17:$DA$80,D31,FALSE)","v":{"$error":"#N/A"}},{"$f":"IF('DHW Bldg & Operation Data'!$C$26=\"Un-Conditioned\",\"Un-Conditioned\",IF(AND(E31>='DHW Bldg & Operation Data'!$C$28,'DHW Bldg & Operation Data'!$C$27<>\"Heating Only\"),\"Cooling\",IF(E31<='DHW Bldg & Operation Data'!$C$28,\"Heating\",\"Un-Conditioned\")))","v":"Heating"},{"$f":"IF(HPWH_Location=\"Outdoor Evaporator\",'DHW Calculator'!$E31,IF(HPWH_Location=\"Conditioned Space\",BinModelTemp,IF(HPWH_Location=\"Un-Conditioned Enclosed\",($L$6*(1-$L$7)+$E31*$L$7),I31)))","v":48.611111111111114},48.611111111111114,{"$error":"#N/A"},{"$f":"HLOOKUP($A$16&\" TMAIN\", 'Weather Data'!$CD$17:$DA$80,D31,FALSE)","v":{"$error":"#N/A"}},{"$error":"#N/A"},{"$error":"#N/A"},{"$error":"#N/A"},"-",{"$error":"#N/A"},"-",{"$f":"IF($L$9=\"Yes\",'COP Assignment'!W20*(1-Recirculation_Loss_Factor)+1*Recirculation_Loss_Factor,'COP Assignment'!W20)","v":{"$error":"#DIV/0!"}},0,0,0,0,{"$f":"IF($T$1=\"Electric\",T31*'Worksheet Data'!$W$3/1000000,-S31*'Worksheet Data'!$W$3/1000000)","v":0},0,{"$f":"IFERROR(IF($T$1=\"Electric\",0,Q31*'Worksheet Data'!$W$2/1000000),0)","v":0},0]
[null,null,null,20,65,{"$f":"HLOOKUP($A$16, 'Weather Data'!$CD$17:$DA$80,D32,FALSE)","v":{"$error":"#N/A"}},{"$f":"IF('DHW Bldg & Operation Data'!$C$26=\"Un-Conditioned\",\"Un-Conditioned\",IF(AND(E32>='DHW Bldg & Operation Data'!$C$28,'DHW Bldg & Operation Data'!$C$27<>\"Heating Only\"),\"Cooling\",IF(E32<='DHW Bldg & Operation Data'!$C$28,\"Heating\",\"Un-Conditioned\")))","v":"Heating"},{"$f":"IF(HPWH_Location=\"Outdoor Evaporator\",'DHW Calculator'!$E32,IF(HPWH_Location=\"Conditioned Space\",BinModelTemp,IF(HPWH_Location=\"Un-Conditioned Enclosed\",($L$6*(1-$L$7)+$E32*$L$7),I32)))","v":48.055555555555557},48.055555555555557,{"$error":"#N/A"},{"$f":"HLOOKUP($A$16&\" TMAIN\", 'Weather Data'!$CD$17:$DA$80,D32,FALSE)","v":{"$error":"#N/A"}},{"$error":"#N/A"},{"$error":"#N/A"},{"$error":"#N/A"},"-",{"$error":"#N/A"},"-",{"$f":"IF($L$9=\"Yes\",'COP Assignment'!W21*(1-Recirculation_Loss_Factor)+1*Recirculation_Loss_Factor,'COP Assignment'!W21)","v":{"$error":"#DIV/0!"}},0,0,0,0,{"$f":"IF($T$1=\"Electric\",T32*'Worksheet Data'!$W$3/1000000,-S32*'Worksheet Data'!$W$3/1000000)","v":0},0,{"$f":"IFERROR(IF($T$1=\"Electric\",0,Q32*'Worksheet Data'!$W$2/1000000),0)","v":0},0]
[null,null,null,21,63,{"$f":"HLOOKUP($A$16, 'Weather Data'!$CD$17:$DA$80,D33,FALSE)","v":{"$error":"#N/A"}},{"$f":"IF('DHW Bldg & Operation Data'!$C$26=\"Un-Conditioned\",\"Un-Conditioned\",IF(AND(E33>='DHW Bldg & Operation Data'!$C$28,'DHW Bldg & Operation Data'!$C$27<>\"Heating Only\"),\"Cooling\",IF(E33<='DHW Bldg & Operation Data'!$C$28,\"Heating\",\"Un-Conditioned\")))","v":"Heating"},{"$f":"IF(HPWH_Location=\"Outdoor Evaporator\",'DHW Calculator'!$E33,IF(HPWH_Location=\"Conditioned Space\",BinModelTemp,IF(HPWH_Location=\"Un-Conditioned Enclosed\",($L$6*(1-$L$7)+$E33*$L$7),I33)))","v":47.5},47.5,{"$error":"#N/A"},{"$f":"HLOOKUP($A$16&\" TMAIN\", 'Weather Data'!$CD$17:$DA$80,D33,FALSE)","v":{"$error":"#N/A"}},{"$error":"#N/A"},{"$error":"#N/A"},{"$error":"#N/A"},"-",{"$error":"#N/A"},"-",{"$f":"IF($L$9=\"Yes\",'COP Assignment'!W22*(1-Recirculation_Loss_Factor)+1*Recirculation_Loss_Factor,'COP Assignment'!W22)","v":{"$error":"#DIV/0!"}},0,0,0,0,{"$f":"IF($T$1=\"Electric\",T33*'Worksheet Data'!$W$3/1000000,-S33*'Worksheet Data'!$W$3/1000000)","v":0},0,{"$f":"IFERROR(IF($T$1=\"Electric\",0,Q33*'Worksheet Data'!$W$2/1000000),0)","v":0},0]
[null,null,null,22,61,{"$f":"HLOOKUP($A$16, 'Weather Data'!$CD$17:$DA$80,D34,FALSE)","v":{"$error":"#N/A"}},{"$f":"IF('DHW Bldg & Operation Data'!$C$26=\"Un-Conditioned\",\"Un-Conditioned\",IF(AND(E34>='DHW Bldg & Operation Data'!$C$28,'DHW Bldg & Operation Data'!$C$27<>\"Heating Only\"),\"Cooling\",IF(E34<='DHW Bldg & Operation Data'!$C$28,\"Heating\",\"Un-Conditioned\")))","v":"Heating"},{"$f":"IF(HPWH_Location=\"Outdoor Evaporator\",'DHW Calculator'!$E34,IF(HPWH_Location=\"Conditioned Space\",BinModelTemp,IF(HPWH_Location=\"Un-Conditioned Enclosed\",($L$6*(1-$L$7)+$E34*$L$7),I34)))","v":46.944444444444443},46.944444444444443,{"$error":"#N/A"},{"$f":"HLOOKUP($A$16&\" TMAIN\", 'Weather Data'!$CD$17:$DA$80,D34,FALSE)","v":{"$error":"#N/A"}},{"$error":"#N/A"},{"$error":"#N/A"},{"$error":"#N/A"},"-",{"$error":"#N/A"},"-",{"$f":"IF($L$9=\"Yes\",'COP Assignment'!W23*(1-Recirculation_Loss_Factor)+1*Recirculation_Loss_Factor,'COP Assignment'!W23)","v":{"$error":"#DIV/0!"}},0,0,0,0,{"$f":"IF($T$1=\"Electric\",T34*'Worksheet Data'!$W$3/1000000,-S34*'Worksheet Data'!$W$3/1000000)","v":0},0,{"$f":"IFERROR(IF($T$1=\"Electric\",0,Q34*'Worksheet Data'!$W$2/1000000),0)","v":0},0]
[null,null,null,23,59,{"$f":"HLOOKUP($A$16, 'Weather Data'!$CD$17:$DA$80,D35,FALSE)","v":{"$error":"#N/A"}},{"$f":"IF('DHW Bldg & Operation Data'!$C$26=\"Un-Conditioned\",\"Un-Conditioned\",IF(AND(E35>='DHW Bldg & Operation Data'!$C$28,'DHW Bldg & Operation Data'!$C$27<>\"Heating Only\"),\"Cooling\",IF(E35<='DHW Bldg & Operation Data'!$C$28,\"Heating\",\"Un-Conditioned\")))","v":"Heating"},{"$f":"IF(HPWH_Location=\"Outdoor Evaporator\",'DHW Calculator'!$E35,IF(HPWH_Location=\"Conditioned Space\",BinModelTemp,IF(HPWH_Location=\"Un-Conditioned Enclosed\",($L$6*(1-$L$7)+$E35*$L$7),I35)))","v":46.388888888888886},46.388888888888886,{"$error":"#N/A"},{"$f":"HLOOKUP($A$16&\" TMAIN\", 'Weather Data'!$CD$17:$DA$80,D35,FALSE)","v":{"$error":"#N/A"}},{"$error":"#N/A"},{"$error":"#N/A"},{"$error":"#N/A"},"-",{"$error":"#N/A"},"-",{"$f":"IF($L$9=\"Yes\",'COP Assignment'!W24*(1-Recirculation_Loss_Factor)+1*Recirculation_Loss_Factor,'COP Assignment'!W24)","v":{"$error":"#DIV/0!"}},0,0,0,0,{"$f":"IF($T$1=\"Electric\",T35*'Worksheet Data'!$W$3/1000000,-S35*'Worksheet Data'!$W$3/1000000)","v":0},0,{"$f":"IFERROR(IF($T$1=\"Electric\",0,Q35*'Worksheet Data'!$W$2/1000000),0)","v":0},0]
[null,null,null,24,57,{"$f":"HLOOKUP($A$16, 'Weather Data'!$CD$17:$DA$80,D36,FALSE)","v":{"$error":"#N/A"}},{"$f":"IF('DHW Bldg & Operation Data'!$C$26=\"Un-Conditioned\",\"Un-Conditioned\",IF(AND(E36>='DHW Bldg & Operation Data'!$C$28,'DHW Bldg & Operation Data'!$C$27<>\"Heating Only\"),\"Cooling\",IF(E36<='DHW Bldg & Operation Data'!$C$28,\"Heating\",\"Un-Conditioned\")))","v":"Heating"},{"$f":"IF(HPWH_Location=\"Outdoor Evaporator\",'DHW Calculator'!$E36,IF(HPWH_Location=\"Conditioned Space\",BinModelTemp,IF(HPWH_Location=\"Un-Conditioned Enclosed\",($L$6*(1-$L$7)+$E36*$L$7),I36)))","v":45.833333333333336},45.833333333333336,{"$error":"#N/A"},{"$f":"HLOOKUP($A$16&\" TMAIN\", 'Weather Data'!$CD$17:$DA$80,D36,FALSE)","v":{"$error":"#N/A"}},{"$error":"#N/A"},{"$error":"#N/A"},{"$error":"#N/A"},"-",{"$error":"#N/A"},"-",{"$f":"IF($L$9=\"Yes\",'COP Assignment'!W25*(1-Recirculation_Loss_Factor)+1*Recirculation_Loss_Factor,'COP Assignment'!W25)","v":{"$error":"#DIV/0!"}},0,0,0,0,{"$f":"IF($T$1=\"Electric\",T36*'Worksheet Data'!$W$3/1000000,-S36*'Worksheet Data'!$W$3/1000000)","v":0},0,{"$f":"IFERROR(IF($T$1=\"Electric\",0,Q36*'Worksheet Data'!$W$2/1000000),0)","v":0},0]
[null,null,null,25,55,{"$f":"HLOOKUP($A$16, 'Weather Data'!$CD$17:$DA$80,D37,FALSE)","v":{"$error":"#N/A"}},{"$f":"IF('DHW Bldg & Operation Data'!$C$26=\"Un-Conditioned\",\"Un-Conditioned\",IF(AND(E37>='DHW Bldg & Operation Data'!$C$28,'DHW Bldg & Operation Data'!$C$27<>\"Heating Only\"),\"Cooling\",IF(E37<='DHW Bldg & Operation Data'!$C$28,\"Heating\",\"Un-Conditioned\")))","v":"Heating"},{"$f":"IF(HPWH_Location=\"Outdoor Evaporator\",'DHW Calculator'!$E37,IF(HPWH_Location=\"Conditioned Space\",BinModelTemp,IF(HPWH_Location=\"Un-Conditioned Enclosed\",($L$6*(1-$L$7)+$E37*$L$7),I37)))","v":45.277777777777779},45.277777777777779,{"$error":"#N/A"},{"$f":"HLOOKUP($A$16&\" TMAIN\", 'Weather Data'!$CD$17:$DA$80,D37,FALSE)","v":{"$error":"#N/A"}},{"$error":"#N/A"},{"$error":"#N/A"},{"$error":"#N/A"},"-",{"$error":"#N/A"},"-",{"$f":"IF($L$9=\"Yes\",'COP Assignment'!W26*(1-Recirculation_Loss_Factor)+1*Recirculation_Loss_Factor,'COP Assignment'!W26)","v":{"$error":"#DIV/0!"}},0,0,0,0,{"$f":"IF($T$1=\"Electric\",T37*'Worksheet Data'!$W$3/1000000,-S37*'Worksheet Data'!$W$3/1000000)","v":0},0,{"$f":"IFERROR(IF($T$1=\"Electric\",0,Q37*'Worksheet Data'!$W$2/1000000),0)","v":0},0]
[null,null,null,26,53,{"$f":"HLOOKUP($A$16, 'Weather Data'!$CD$17:$DA$80,D38,FALSE)","v":{"$error":"#N/A"}},{"$f":"IF('DHW Bldg & Operation Data'!$C$26=\"Un-Conditioned\",\"Un-Conditioned\",IF(AND(E38>='DHW Bldg & Operation Data'!$C$28,'DHW Bldg & Operation Data'!$C$27<>\"Heating Only\"),\"Cooling\",IF(E38<='DHW Bldg & Operation Data'!$C$28,\"Heating\",\"Un-Conditioned\")))","v":"Heating"},{"$f":"IF(HPWH_Location=\"Outdoor Evaporator\",'DHW Calculator'!$E38,IF(HPWH_Location=\"Conditioned Space\",BinModelTemp,IF(HPWH_Location=\"Un-Conditioned Enclosed\",($L$6*(1-$L$7)+$E38*$L$7),I38)))","v":44.722222222222221},44.722222222222221,{"$error":"#N/A"},{"$f":"HLOOKUP($A$16&\" TMAIN\", 'Weather Data'!$CD$17:$DA$80,D38,FALSE)","v":{"$error":"#N/A"}},{"$error":"#N/A"},{"$error":"#N/A"},{"$error":"#N/A"},"-",{"$error":"#N/A"},"-",{"$f":"IF($L$9=\"Yes\",'COP Assignment'!W27*(1-Recirculation_Loss_Factor)+1*Recirculation_Loss_Factor,'COP Assignment'!W27)","v":{"$error":"#DIV/0!"}},0,0,0,0,{"$f":"IF($T$1=\"Electric\",T38*'Worksheet Data'!$W$3/1000000,-S38*'Worksheet Data'!$W$3/1000000)","v":0},0,{"$f":"IFERROR(IF($T$1=\"Electric\",0,Q38*'Worksheet Data'!$W$2/1000000),0)","v":0},0]
[null,null,null,27,51,{"$f":"HLOOKUP($A$16, 'Weather Data'!$CD$17:$DA$80,D39,FALSE)","v":{"$error":"#N/A"}},{"$f":"IF('DHW Bldg & Operation Data'!$C$26=\"Un-Conditioned\",\"Un-Conditioned\",IF(AND(E39>='DHW Bldg & Operation Data'!$C$28,'DHW Bldg & Operation Data'!$C$27<>\"Heating Only\"),\"Cooling\",IF(E39<='DHW Bldg & Operation Data'!$C$28,\"Heating\",\"Un-Conditioned\")))","v":"Heating"},{"$f":"IF(HPWH_Location=\"Outdoor Evaporator\",'DHW Calculator'!$E39,IF(HPWH_Location=\"Conditioned Space\",BinModelTemp,IF(HPWH_Location=\"Un-Conditioned Enclosed\",($L$6*(1-$L$7)+$E39*$L$7),I39)))","v":44.166666666666664},44.166666666666664,{"$error":"#N/A"},{"$f":"HLOOKUP($A$16&\" TMAIN\", 'Weather Data'!$CD$17:$DA$80,D39,FALSE)","v":{"$error":"#N/A"}},{"$error":"#N/A"},{"$error":"#N/A"},{"$error":"#N/A"},"-",{"$error":"#N/A"},"-",{"$f":"IF($L$9=\"Yes\",'COP Assignment'!W28*(1-Recirculation_Loss_Factor)+1*Recirculation_Loss_Factor,'COP Assignment'!W28)","v":{"$error":"#DIV/0!"}},0,0,0,0,{"$f":"IF($T$1=\"Electric\",T39*'Worksheet Data'!$W$3/1000000,-S39*'Worksheet Data'!$W$3/1000000)","v":0},0,{"$f":"IFERROR(IF($T$1=\"Electric\",0,Q39*'Worksheet Data'!$W$2/1000000),0)","v":0},0]
[null,null,null,28,49,{"$f":"HLOOKUP($A$16, 'Weather Data'!$CD$17:$DA$80,D40,FALSE)","v":{"$error":"#N/A"}},{"$f":"IF('DHW Bldg & Operation Data'!$C$26=\"Un-Conditioned\",\"Un-Conditioned\",IF(AND(E40>='DHW Bldg & Operation Data'!$C$28,'DHW Bldg & Operation Data'!$C$27<>\"Heating Only\"),\"Cooling\",IF(E40<='DHW Bldg & Operation Data'!$C$28,\"Heating\",\"Un-Conditioned\")))","v":"Heating"},{"$f":"IF(HPWH_Location=\"Outdoor Evaporator\",'DHW Calculator'!$E40,IF(HPWH_Location=\"Conditioned Space\",BinModelTemp,IF(HPWH_Location=\"Un-Conditioned Enclosed\",($L$6*(1-$L$7)+$E40*$L$7),I40)))","v":43.611111111111114},43.611111111111114,{"$error":"#N/A"},{"$f":"HLOOKUP($A$16&\" TMAIN\", 'Weather Data'!$CD$17:$DA$80,D40,FALSE)","v":{"$error":"#N/A"}},{"$error":"#N/A"},{"$error":"#N/A"},{"$error":"#N/A"},"-",{"$error":"#N/A"},"-",{"$f":"IF($L$9=\"Yes\",'COP Assignment'!W29*(1-Recirculation_Loss_Factor)+1*Recirculation_Loss_Factor,'COP Assignment'!W29)","v":{"$error":"#DIV/0!"}},0,0,0,0,{"$f":"IF($T$1=\"Electric\",T40*'Worksheet Data'!$W$3/1000000,-S40*'Worksheet Data'!$W$3/1000000)","v":0},0,{"$f":"IFERROR(IF($T$1=\"Electric\",0,Q40*'Worksheet Data'!$W$2/1000000),0)","v":0},0]
[null,null,null,29,47,{"$f":"HLOOKUP($A$16, 'Weather Data'!$CD$17:$DA$80,D41,FALSE)","v":{"$error":"#N/A"}},{"$f":"IF('DHW Bldg & Operation Data'!$C$26=\"Un-Conditioned\",\"Un-Conditioned\",IF(AND(E41>='DHW Bldg & Operation Data'!$C$28,'DHW Bldg & Operation Data'!$C$27<>\"Heating Only\"),\"Cooling\",IF(E41<='DHW Bldg & Operation Data'!$C$28,\"Heating\",\"Un-Conditioned\")))","v":"Heating"},{"$f":"IF(HPWH_Location=\"Outdoor Evaporator\",'DHW Calculator'!$E41,IF(HPWH_Location=\"Conditioned Space\",BinModelTemp,IF(HPWH_Location=\"Un-Conditioned Enclosed\",($L$6*(1-$L$7)+$E41*$L$7),I41)))","v":43.055555555555557},43.055555555555557,{"$error":"#N/A"},{"$f":"HLOOKUP($A$16&\" TMAIN\", 'Weather Data'!$CD$17:$DA$80,D41,FALSE)","v":{"$error":"#N/A"}},{"$error":"#N/A"},{"$error":"#N/A"},{"$error":"#N/A"},"-",{"$error":"#N/A"},"-",{"$f":"IF($L$9=\"Yes\",'COP Assignment'!W30*(1-Recirculation_Loss_Factor)+1*Recirculation_Loss_Factor,'COP Assignment'!W30)","v":{"$error":"#DIV/0!"}},0,0,0,0,{"$f":"IF($T$1=\"Electric\",T41*'Worksheet Data'!$W$3/1000000,-S41*'Worksheet Data'!$W$3/1000000)","v":0},0,{"$f":"IFERROR(IF($T$1=\"Electric\",0,Q41*'Worksheet Data'!$W$2/1000000),0)","v":0},0]
[null,null,null,30,45,{"$f":"HLOOKUP($A$16, 'Weather Data'!$CD$17:$DA$80,D42,FALSE)","v":{"$error":"#N/A"}},{"$f":"IF('DHW Bldg & Operation Data'!$C$26=\"Un-Conditioned\",\"Un-Conditioned\",IF(AND(E42>='DHW Bldg & Operation Data'!$C$28,'DHW Bldg & Operation Data'!$C$27<>\"Heating Only\"),\"Cooling\",IF(E42<='DHW Bldg & Operation Data'!$C$28,\"Heating\",\"Un-Conditioned\")))","v":"Heating"},{"$f":"IF(HPWH_Location=\"Outdoor Evaporator\",'DHW Calculator'!$E42,IF(HPWH_Location=\"Conditioned Space\",BinModelTemp,IF(HPWH_Location=\"Un-Conditioned Enclosed\",($L$6*(1-$L$7)+$E42*$L$7),I42)))","v":42.5},42.5,{"$error":"#N/A"},{"$f":"HLOOKUP($A$16&\" TMAIN\", 'Weather Data'!$CD$17:$DA$80,D42,FALSE)","v":{"$error":"#N/A"}},{"$error":"#N/A"},{"$error":"#N/A"},{"$error":"#N/A"},"-",{"$error":"#N/A"},"-",{"$f":"IF($L$9=\"Yes\",'COP Assignment'!W31*(1-Recirculation_Loss_Factor)+1*Recirculation_Loss_Factor,'COP Assignment'!W31)","v":{"$error":"#DIV/0!"}},0,0,0,0,{"$f":"IF($T$1=\"Electric\",T42*'Worksheet Data'!$W$3/1000000,-S42*'Worksheet Data'!$W$3/1000000)","v":0},0,{"$f":"IFERROR(IF($T$1=\"Electric\",0,Q42*'Worksheet Data'!$W$2/1000000),0)","v":0},0]
[null,null,null,31,43,{"$f":"HLOOKUP($A$16, 'Weather Data'!$CD$17:$DA$80,D43,FALSE)","v":{"$error":"#N/A"}},{"$f":"IF('DHW Bldg & Operation Data'!$C$26=\"Un-Conditioned\",\"Un-Conditioned\",IF(AND(E43>='DHW Bldg & Operation Data'!$C$28,'DHW Bldg & Operation Data'!$C$27<>\"Heating Only\"),\"Cooling\",IF(E43<='DHW Bldg & Operation Data'!$C$28,\"Heating\",\"Un-Conditioned\")))","v":"Heating"},{"$f":"IF(HPWH_Location=\"Outdoor Evaporator\",'DHW Calculator'!$E43,IF(HPWH_Location=\"Conditioned Space\",BinModelTemp,IF(HPWH_Location=\"Un-Conditioned Enclosed\",($L$6*(1-$L$7)+$E43*$L$7),I43)))","v":41.944444444444443},41.944444444444443,{"$error":"#N/A"},{"$f":"HLOOKUP($A$16&\" TMAIN\", 'Weather Data'!$CD$17:$DA$80,D43,FALSE)","v":{"$error":"#N/A"}},{"$error":"#N/A"},{"$error":"#N/A"},{"$error":"#N/A"},"-",{"$error":"#N/A"},"-",{"$f":"IF($L$9=\"Yes\",'COP Assignment'!W32*(1-Recirculation_Loss_Factor)+1*Recirculation_Loss_Factor,'COP Assignment'!W32)","v":{"$error":"#DIV/0!"}},0,0,0,0,{"$f":"IF($T$1=\"Electric\",T43*'Worksheet Data'!$W$3/1000000,-S43*'Worksheet Data'!$W$3/1000000)","v":0},0,{"$f":"IFERROR(IF($T$1=\"Electric\",0,Q43*'Worksheet Data'!$W$2/1000000),0)","v":0},0]
[null,null,null,32,41,{"$f":"HLOOKUP($A$16, 'Weather Data'!$CD$17:$DA$80,D44,FALSE)","v":{"$error":"#N/A"}},{"$f":"IF('DHW Bldg & Operation Data'!$C$26=\"Un-Conditioned\",\"Un-Conditioned\",IF(AND(E44>='DHW Bldg & Operation Data'!$C$28,'DHW Bldg & Operation Data'!$C$27<>\"Heating Only\"),\"Cooling\",IF(E44<='DHW Bldg & Operation Data'!$C$28,\"Heating\",\"Un-Conditioned\")))","v":"Heating"},{"$f":"IF(HPWH_Location=\"Outdoor Evaporator\",'DHW Calculator'!$E44,IF(HPWH_Location=\"Conditioned Space\",BinModelTemp,IF(HPWH_Location=\"Un-Conditioned Enclosed\",($L$6*(1-$L$7)+$E44*$L$7),I44)))","v":41.388888888888886},41.388888888888886,{"$error":"#N/A"},{"$f":"HLOOKUP($A$16&\" TMAIN\", 'Weather Data'!$CD$17:$DA$80,D44,FALSE)","v":{"$error":"#N/A"}},{"$error":"#N/A"},{"$error":"#N/A"},{"$error":"#N/A"},"-",{"$error":"#N/A"},"-",{"$f":"IF($L$9=\"Yes\",'COP Assignment'!W33*(1-Recirculation_Loss_Factor)+1*Recirculation_Loss_Factor,'COP Assignment'!W33)","v":{"$error":"#DIV/0!"}},0,0,0,0,{"$f":"IF($T$1=\"Electric\",T44*'Worksheet Data'!$W$3/1000000,-S44*'Worksheet Data'!$W$3/1000000)","v":0},0,{"$f":"IFERROR(IF($T$1=\"Electric\",0,Q44*'Worksheet Data'!$W$2/1000000),0)","v":0},0]
[null,null,null,33,39,{"$f":"HLOOKUP($A$16, 'Weather Data'!$CD$17:$DA$80,D45,FALSE)","v":{"$error":"#N/A"}},{"$f":"IF('DHW Bldg & Operation Data'!$C$26=\"Un-Conditioned\",\"Un-Conditioned\",IF(AND(E45>='DHW Bldg & Operation Data'!$C$28,'DHW Bldg & Operation Data'!$C$27<>\"Heating Only\"),\"Cooling\",IF(E45<='DHW Bldg & Operation Data'!$C$28,\"Heating\",\"Un-Conditioned\")))","v":"Heating"},{"$f":"IF(HPWH_Location=\"Outdoor Evaporator\",'DHW Calculator'!$E45,IF(HPWH_Location=\"Conditioned Space\",BinModelTemp,IF(HPWH_Location=\"Un-Conditioned Enclosed\",($L$6*(1-$L$7)+$E45*$L$7),I45)))","v":40.833333333333336},40.833333333333336,{"$error":"#N/A"},{"$f":"HLOOKUP($A$16&\" TMAIN\", 'Weather Data'!$CD$17:$DA$80,D45,FALSE)","v":{"$error":"#N/A"}},{"$error":"#N/A"},{"$error":"#N/A"},{"$error":"#N/A"},"-",{"$error":"#N/A"},"-",{"$f":"IF($L$9=\"Yes\",'COP Assignment'!W34*(1-Recirculation_Loss_Factor)+1*Recirculation_Loss_Factor,'COP Assignment'!W34)","v":{"$error":"#DIV/0!"}},0,0,0,0,{"$f":"IF($T$1=\"Electric\",T45*'Worksheet Data'!$W$3/1000000,-S45*'Worksheet Data'!$W$3/1000000)","v":0},0,{"$f":"IFERROR(IF($T$1=\"Electric\",0,Q45*'Worksheet Data'!$W$2/1000000),0)","v":0},0]
[null,null,null,34,37,{"$f":"HLOOKUP($A$16, 'Weather Data'!$CD$17:$DA$80,D46,FALSE)","v":{"$error":"#N/A"}},{"$f":"IF('DHW Bldg & Operation Data'!$C$26=\"Un-Conditioned\",\"Un-Conditioned\",IF(AND(E46>='DHW Bldg & Operation Data'!$C$28,'DHW Bldg & Operation Data'!$C$27<>\"Heating Only\"),\"Cooling\",IF(E46<='DHW Bldg & Operation Data'!$C$28,\"Heating\",\"Un-Conditioned\")))","v":"Heating"},{"$f":"IF(HPWH_Location=\"Outdoor Evaporator\",'DHW Calculator'!$E46,IF(HPWH_Location=\"Conditioned Space\",BinModelTemp,IF(HPWH_Location=\"Un-Conditioned Enclosed\",($L$6*(1-$L$7)+$E46*$L$7),I46)))","v":40.277777777777779},40.277777777777779,{"$error":"#N/A"},{"$f":"HLOOKUP($A$16&\" TMAIN\", 'Weather Data'!$CD$17:$DA$80,D46,FALSE)","v":{"$error":"#N/A"}},{"$f":"IF(K46>0,J46*8.33*(DHW_Setpoint_Temp_degF-K46),0)","v":{"$error":"#N/A"}},{"$f":"L46*(1/(1-Recirculation_Loss_Factor))","v":{"$error":"#N/A"}},{"$f":"IF(J46=0,0,$U$5)","v":{"$error":"#N/A"}},{"$f":"IFERROR(MAX(M46/N46,0),\"-\")","v":"-"},{"$error":"#N/A"},{"$f":"IFERROR((M46/(P46))*F46,\"-\")","v":"-"},{"$f":"IF($L$9=\"Yes\",'COP Assignment'!W35*(1-Recirculation_Loss_Factor)+1*Recirculation_Loss_Factor,'COP Assignment'!W35)","v":{"$error":"#DIV/0!"}},{"$f":"IFERROR((M46/R46)*F46,0)","v":0},{"$f":"IFERROR(Q46-S46,0)","v":0},0,0,{"$f":"IF($T$1=\"Electric\",T46*'Worksheet Data'!$W$3/1000000,-S46*'Worksheet Data'!$W$3/1000000)","v":0},0,{"$f":"IFERROR(IF($T$1=\"Electric\",0,Q46*'Worksheet Data'!$W$2/1000000),0)","v":0},{"$f":"T46/1000000","v":0}]
[null,null,null,35,35,{"$f":"HLOOKUP($A$16, 'Weather Data'!$CD$17:$DA$80,D47,FALSE)","v":{"$error":"#N/A"}},{"$f":"IF('DHW Bldg & Operation Data'!$C$26=\"Un-Conditioned\",\"Un-Conditioned\",IF(AND(E47>='DHW Bldg & Operation Data'!$C$28,'DHW Bldg & Operation Data'!$C$27<>\"Heating Only\"),\"Cooling\",IF(E47<='DHW Bldg & Operation Data'!$C$28,\"Heating\",\"Un-Conditioned\")))","v":"Heating"},{"$f":"IF(HPWH_Location=\"Outdoor Evaporator\",'DHW Calculator'!$E47,IF(HPWH_Location=\"Conditioned Space\",BinModelTemp,IF(HPWH_Location=\"Un-Conditioned Enclosed\",($L$6*(1-$L$7)+$E47*$L$7),I47)))","v":39.722222222222221},39.722222222222221,{"$error":"#N/A"},{"$f":"HLOOKUP($A$16&\" TMAIN\", 'Weather Data'!$CD$17:$DA$80,D47,FALSE)","v":{"$error":"#N/A"}},{"$error":"#N/A"},{"$error":"#N/A"},{"$error":"#N/A"},"-",{"$f":"IF(J47=0,0,$V$4)","v":{"$error":"#N/A"}},"-",{"$f":"IF($L$9=\"Yes\",'COP Assignment'!W36*(1-Recirculation_Loss_Factor)+1*Recirculation_Loss_Factor,'COP Assignment'!W36)","v":{"$error":"#DIV/0!"}},0,0,0,0,{"$f":"IF($T$1=\"Electric\",T47*'Worksheet Data'!$W$3/1000000,-S47*'Worksheet Data'!$W$3/1000000)","v":0},0,{"$f":"IFERROR(IF($T$1=\"Electric\",0,Q47*'Worksheet Data'!$W$2/1000000),0)","v":0},0]
[null,null,null,36,33,{"$f":"HLOOKUP($A$16, 'Weather Data'!$CD$17:$DA$80,D48,FALSE)","v":{"$error":"#N/A"}},{"$f":"IF('DHW Bldg & Operation Data'!$C$26=\"Un-Conditioned\",\"Un-Conditioned\",IF(AND(E48>='DHW Bldg & Operation Data'!$C$28,'DHW Bldg & Operation Data'!$C$27<>\"Heating Only\"),\"Cooling\",IF(E48<='DHW Bldg & Operation Data'!$C$28,\"Heating\",\"Un-Conditioned\")))","v":"Heating"},{"$f":"IF(HPWH_Location=\"Outdoor Evaporator\",'DHW Calculator'!$E48,IF(HPWH_Location=\"Conditioned Space\",BinModelTemp,IF(HPWH_Location=\"Un-Conditioned Enclosed\",($L$6*(1-$L$7)+$E48*$L$7),I48)))","v":39.166666666666664},39.166666666666664,{"$error":"#N/A"},{"$f":"HLOOKUP($A$16&\" TMAIN\", 'Weather Data'!$CD$17:$DA$80,D48,FALSE)","v":{"$error":"#N/A"}},{"$error":"#N/A"},{"$error":"#N/A"},{"$error":"#N/A"},"-",{"$error":"#N/A"},"-",{"$f":"IF($L$9=\"Yes\",'COP Assignment'!W37*(1-Recirculation_Loss_Factor)+1*Recirculation_Loss_Factor,'COP Assignment'!W37)","v":{"$error":"#DIV/0!"}},0,0,0,0,{"$f":"IF($T$1=\"Electric\",T48*'Worksheet Data'!$W$3/1000000,-S48*'Worksheet Data'!$W$3/1000000)","v":0},0,{"$f":"IFERROR(IF($T$1=\"Electric\",0,Q48*'Worksheet Data'!$W$2/1000000),0)","v":0},0]
[null,null,null,37,31,{"$f":"HLOOKUP($A$16, 'Weather Data'!$CD$17:$DA$80,D49,FALSE)","v":{"$error":"#N/A"}},{"$f":"IF('DHW Bldg & Operation Data'!$C$26=\"Un-Conditioned\",\"Un-Conditioned\",IF(AND(E49>='DHW Bldg & Operation Data'!$C$28,'DHW Bldg & Operation Data'!$C$27<>\"Heating Only\"),\"Cooling\",IF(E49<='DHW Bldg & Operation Data'!$C$28,\"Heating\",\"Un-Conditioned\")))","v":"Heating"},{"$f":"IF(HPWH_Location=\"Outdoor Evaporator\",'DHW Calculator'!$E49,IF(HPWH_Location=\"Conditioned Space\",BinModelTemp,IF(HPWH_Location=\"Un-Conditioned Enclosed\",($L$6*(1-$L$7)+$E49*$L$7),I49)))","v":38.611111111111114},38.611111111111114,{"$error":"#N/A"},{"$f":"HLOOKUP($A$16&\" TMAIN\", 'Weather Data'!$CD$17:$DA$80,D49,FALSE)","v":{"$error":"#N/A"}},{"$error":"#N/A"},{"$error":"#N/A"},{"$error":"#N/A"},"-",{"$error":"#N/A"},"-",{"$f":"IF($L$9=\"Yes\",'COP Assignment'!W38*(1-Recirculation_Loss_Factor)+1*Recirculation_Loss_Factor,'COP Assignment'!W38)","v":{"$error":"#DIV/0!"}},0,0,0,0,{"$f":"IF($T$1=\"Electric\",T49*'Worksheet Data'!$W$3/1000000,-S49*'Worksheet Data'!$W$3/1000000)","v":0},0,{"$f":"IFERROR(IF($T$1=\"Electric\",0,Q49*'Worksheet Data'!$W$2/1000000),0)","v":0},0]
[null,null,null,38,29,{"$f":"HLOOKUP($A$16, 'Weather Data'!$CD$17:$DA$80,D50,FALSE)","v":{"$error":"#N/A"}},{"$f":"IF('DHW Bldg & Operation Data'!$C$26=\"Un-Conditioned\",\"Un-Conditioned\",IF(AND(E50>='DHW Bldg & Operation Data'!$C$28,'DHW Bldg & Operation Data'!$C$27<>\"Heating Only\"),\"Cooling\",IF(E50<='DHW Bldg & Operation Data'!$C$28,\"Heating\",\"Un-Conditioned\")))","v":"Heating"},{"$f":"IF(HPWH_Location=\"Outdoor Evaporator\",'DHW Calculator'!$E50,IF(HPWH_Location=\"Conditioned Space\",BinModelTemp,IF(HPWH_Location=\"Un-Conditioned Enclosed\",($L$6*(1-$L$7)+$E50*$L$7),I50)))","v":38.055555555555557},38.055555555555557,{"$error":"#N/A"},{"$f":"HLOOKUP($A$16&\" TMAIN\", 'Weather Data'!$CD$17:$DA$80,D50,FALSE)","v":{"$error":"#N/A"}},{"$error":"#N/A"},{"$error":"#N/A"},{"$error":"#N/A"},"-",{"$error":"#N/A"},"-",{"$f":"IF($L$9=\"Yes\",'COP Assignment'!W39*(1-Recirculation_Loss_Factor)+1*Recirculation_Loss_Factor,'COP Assignment'!W39)","v":{"$error":"#DIV/0!"}},0,0,0,0,{"$f":"IF($T$1=\"Electric\",T50*'Worksheet Data'!$W$3/1000000,-S50*'Worksheet Data'!$W$3/1000000)","v":0},0,{"$f":"IFERROR(IF($T$1=\"Electric\",0,Q50*'Worksheet Data'!$W$2/1000000),0)","v":0},0]
[null,null,null,39,27,{"$f":"HLOOKUP($A$16, 'Weather Data'!$CD$17:$DA$80,D51,FALSE)","v":{"$error":"#N/A"}},{"$f":"IF('DHW Bldg & Operation Data'!$C$26=\"Un-Conditioned\",\"Un-Conditioned\",IF(AND(E51>='DHW Bldg & Operation Data'!$C$28,'DHW Bldg & Operation Data'!$C$27<>\"Heating Only\"),\"Cooling\",IF(E51<='DHW Bldg & Operation Data'!$C$28,\"Heating\",\"Un-Conditioned\")))","v":"Heating"},{"$f":"IF(HPWH_Location=\"Outdoor Evaporator\",'DHW Calculator'!$E51,IF(HPWH_Location=\"Conditioned Space\",BinModelTemp,IF(HPWH_Location=\"Un-Conditioned Enclosed\",($L$6*(1-$L$7)+$E51*$L$7),I51)))","v":37.5},37.5,{"$error":"#N/A"},{"$f":"HLOOKUP($A$16&\" TMAIN\", 'Weather Data'!$CD$17:$DA$80,D51,FALSE)","v":{"$error":"#N/A"}},{"$error":"#N/A"},{"$error":"#N/A"},{"$error":"#N/A"},"-",{"$error":"#N/A"},"-",{"$f":"IF($L$9=\"Yes\",'COP Assignment'!W40*(1-Recirculation_Loss_Factor)+1*Recirculation_Loss_Factor,'COP Assignment'!W40)","v":{"$error":"#DIV/0!"}},0,0,0,0,{"$f":"IF($T$1=\"Electric\",T51*'Worksheet Data'!$W$3/1000000,-S51*'Worksheet Data'!$W$3/1000000)","v":0},0,{"$f":"IFERROR(IF($T$1=\"Electric\",0,Q51*'Worksheet Data'!$W$2/1000000),0)","v":0},0]
[null,null,null,40,25,{"$f":"HLOOKUP($A$16, 'Weather Data'!$CD$17:$DA$80,D52,FALSE)","v":{"$error":"#N/A"}},{"$f":"IF('DHW Bldg & Operation Data'!$C$26=\"Un-Conditioned\",\"Un-Conditioned\",IF(AND(E52>='DHW Bldg & Operation Data'!$C$28,'DHW Bldg & Operation Data'!$C$27<>\"Heating Only\"),\"Cooling\",IF(E52<='DHW Bldg & Operation Data'!$C$28,\"Heating\",\"Un-Conditioned\")))","v":"Heating"},{"$f":"IF(HPWH_Location=\"Outdoor Evaporator\",'DHW Calculator'!$E52,IF(HPWH_Location=\"Conditioned Space\",BinModelTemp,IF(HPWH_Location=\"Un-Conditioned Enclosed\",($L$6*(1-$L$7)+$E52*$L$7),I52)))","v":36.944444444444443},36.944444444444443,{"$error":"#N/A"},{"$f":"HLOOKUP($A$16&\" TMAIN\", 'Weather Data'!$CD$17:$DA$80,D52,FALSE)","v":{"$error":"#N/A"}},{"$error":"#N/A"},{"$error":"#N/A"},{"$error":"#N/A"},"-",{"$error":"#N/A"},"-",{"$f":"IF($L$9=\"Yes\",'COP Assignment'!W41*(1-Recirculation_Loss_Factor)+1*Recirculation_Loss_Factor,'COP Assignment'!W41)","v":{"$error":"#DIV/0!"}},0,0,0,0,{"$f":"IF($T$1=\"Electric\",T52*'Worksheet Data'!$W$3/1000000,-S52*'Worksheet Data'!$W$3/1000000)","v":0},0,{"$f":"IFERROR(IF($T$1=\"Electric\",0,Q52*'Worksheet Data'!$W$2/1000000),0)","v":0},0]
[null,null,null,41,23,{"$f":"HLOOKUP($A$16, 'Weather Data'!$CD$17:$DA$80,D53,FALSE)","v":{"$error":"#N/A"}},{"$f":"IF('DHW Bldg & Operation Data'!$C$26=\"Un-Conditioned\",\"Un-Conditioned\",IF(AND(E53>='DHW Bldg & Operation Data'!$C$28,'DHW Bldg & Operation Data'!$C$27<>\"Heating Only\"),\"Cooling\",IF(E53<='DHW Bldg & Operation Data'!$C$28,\"Heating\",\"Un-Conditioned\")))","v":"Heating"},{"$f":"IF(HPWH_Location=\"Outdoor Evaporator\",'DHW Calculator'!$E53,IF(HPWH_Location=\"Conditioned Space\",BinModelTemp,IF(HPWH_Location=\"Un-Conditioned Enclosed\",($L$6*(1-$L$7)+$E53*$L$7),I53)))","v":36.388888888888886},36.388888888888886,{"$error":"#N/A"},{"$f":"HLOOKUP($A$16&\" TMAIN\", 'Weather Data'!$CD$17:$DA$80,D53,FALSE)","v":{"$error":"#N/A"}},{"$error":"#N/A"},{"$error":"#N/A"},{"$error":"#N/A"},"-",{"$error":"#N/A"},"-",{"$f":"IF($L$9=\"Yes\",'COP Assignment'!W42*(1-Recirculation_Loss_Factor)+1*Recirculation_Loss_Factor,'COP Assignment'!W42)","v":{"$error":"#DIV/0!"}},0,0,0,0,{"$f":"IF($T$1=\"Electric\",T53*'Worksheet Data'!$W$3/1000000,-S53*'Worksheet Data'!$W$3/1000000)","v":0},0,{"$f":"IFERROR(IF($T$1=\"Electric\",0,Q53*'Worksheet Data'!$W$2/1000000),0)","v":0},0]
[null,null,null,42,21,{"$f":"HLOOKUP($A$16, 'Weather Data'!$CD$17:$DA$80,D54,FALSE)","v":{"$error":"#N/A"}},{"$f":"IF('DHW Bldg & Operation Data'!$C$26=\"Un-Conditioned\",\"Un-Conditioned\",IF(AND(E54>='DHW Bldg & Operation Data'!$C$28,'DHW Bldg & Operation Data'!$C$27<>\"Heating Only\"),\"Cooling\",IF(E54<='DHW Bldg & Operation Data'!$C$28,\"Heating\",\"Un-Conditioned\")))","v":"Heating"},{"$f":"IF(HPWH_Location=\"Outdoor Evaporator\",'DHW Calculator'!$E54,IF(HPWH_Location=\"Conditioned Space\",BinModelTemp,IF(HPWH_Location=\"Un-Conditioned Enclosed\",($L$6*(1-$L$7)+$E54*$L$7),I54)))","v":35.833333333333336},35.833333333333336,{"$error":"#N/A"},{"$f":"HLOOKUP($A$16&\" TMAIN\", 'Weather Data'!$CD$17:$DA$80,D54,FALSE)","v":{"$error":"#N/A"}},{"$error":"#N/A"},{"$error":"#N/A"},{"$error":"#N/A"},"-",{"$error":"#N/A"},"-",{"$f":"IF($L$9=\"Yes\",'COP Assignment'!W43*(1-Recirculation_Loss_Factor)+1*Recirculation_Loss_Factor,'COP Assignment'!W43)","v":{"$error":"#DIV/0!"}},0,0,0,0,{"$f":"IF($T$1=\"Electric\",T54*'Worksheet Data'!$W$3/1000000,-S54*'Worksheet Data'!$W$3/1000000)","v":0},0,{"$f":"IFERROR(IF($T$1=\"Electric\",0,Q54*'Worksheet Data'!$W$2/1000000),0)","v":0},0]
[null,null,null,43,19,{"$f":"HLOOKUP($A$16, 'Weather Data'!$CD$17:$DA$80,D55,FALSE)","v":{"$error":"#N/A"}},{"$f":"IF('DHW Bldg & Operation Data'!$C$26=\"Un-Conditioned\",\"Un-Conditioned\",IF(AND(E55>='DHW Bldg & Operation Data'!$C$28,'DHW Bldg & Operation Data'!$C$27<>\"Heating Only\"),\"Cooling\",IF(E55<='DHW Bldg & Operation Data'!$C$28,\"Heating\",\"Un-Conditioned\")))","v":"Heating"},{"$f":"IF(HPWH_Location=\"Outdoor Evaporator\",'DHW Calculator'!$E55,IF(HPWH_Location=\"Conditioned Space\",BinModelTemp,IF(HPWH_Location=\"Un-Conditioned Enclosed\",($L$6*(1-$L$7)+$E55*$L$7),I55)))","v":35.277777777777779},35.277777777777779,{"$error":"#N/A"},{"$f":"HLOOKUP($A$16&\" TMAIN\", 'Weather Data'!$CD$17:$DA$80,D55,FALSE)","v":{"$error":"#N/A"}},{"$error":"#N/A"},{"$error":"#N/A"},{"$error":"#N/A"},"-",{"$error":"#N/A"},"-",{"$f":"IF($L$9=\"Yes\",'COP Assignment'!W44*(1-Recirculation_Loss_Factor)+1*Recirculation_Loss_Factor,'COP Assignment'!W44)","v":{"$error":"#DIV/0!"}},0,0,0,0,{"$f":"IF($T$1=\"Electric\",T55*'Worksheet Data'!$W$3/1000000,-S55*'Worksheet Data'!$W$3/1000000)","v":0},0,{"$f":"IFERROR(IF($T$1=\"Electric\",0,Q55*'Worksheet Data'!$W$2/1000000),0)","v":0},0]
[null,null,null,44,17,{"$f":"HLOOKUP($A$16, 'Weather Data'!$CD$17:$DA$80,D56,FALSE)","v":{"$error":"#N/A"}},{"$f":"IF('DHW Bldg & Operation Data'!$C$26=\"Un-Conditioned\",\"Un-Conditioned\",IF(AND(E56>='DHW Bldg & Operation Data'!$C$28,'DHW Bldg & Operation Data'!$C$27<>\"Heating Only\"),\"Cooling\",IF(E56<='DHW Bldg & Operation Data'!$C$28,\"Heating\",\"Un-Conditioned\")))","v":"Heating"},{"$f":"IF(HPWH_Location=\"Outdoor Evaporator\",'DHW Calculator'!$E56,IF(HPWH_Location=\"Conditioned Space\",BinModelTemp,IF(HPWH_Location=\"Un-Conditioned Enclosed\",($L$6*(1-$L$7)+$E56*$L$7),I56)))","v":34.722222222222221},34.722222222222221,{"$error":"#N/A"},{"$f":"HLOOKUP($A$16&\" TMAIN\", 'Weather Data'!$CD$17:$DA$80,D56,FALSE)","v":{"$error":"#N/A"}},{"$error":"#N/A"},{"$error":"#N/A"},{"$error":"#N/A"},"-",{"$error":"#N/A"},"-",{"$f":"IF($L$9=\"Yes\",'COP Assignment'!W45*(1-Recirculation_Loss_Factor)+1*Recirculation_Loss_Factor,'COP Assignment'!W45)","v":{"$error":"#DIV/0!"}},0,0,0,0,{"$f":"IF($T$1=\"Electric\",T56*'Worksheet Data'!$W$3/1000000,-S56*'Worksheet Data'!$W$3/1000000)","v":0},0,{"$f":"IFERROR(IF($T$1=\"Electric\",0,Q56*'Worksheet Data'!$W$2/1000000),0)","v":0},0]
[null,null,null,45,15,{"$f":"HLOOKUP($A$16, 'Weather Data'!$CD$17:$DA$80,D57,FALSE)","v":{"$error":"#N/A"}},{"$f":"IF('DHW Bldg & Operation Data'!$C$26=\"Un-Conditioned\",\"Un-Conditioned\",IF(AND(E57>='DHW Bldg & Operation Data'!$C$28,'DHW Bldg & Operation Data'!$C$27<>\"Heating Only\"),\"Cooling\",IF(E57<='DHW Bldg & Operation Data'!$C$28,\"Heating\",\"Un-Conditioned\")))","v":"Heating"},{"$f":"IF(HPWH_Location=\"Outdoor Evaporator\",'DHW Calculator'!$E57,IF(HPWH_Location=\"Conditioned Space\",BinModelTemp,IF(HPWH_Location=\"Un-Conditioned Enclosed\",($L$6*(1-$L$7)+$E57*$L$7),I57)))","v":34.166666666666664},34.166666666666664,{"$error":"#N/A"},{"$f":"HLOOKUP($A$16&\" TMAIN\", 'Weather Data'!$CD$17:$DA$80,D57,FALSE)","v":{"$error":"#N/A"}},{"$error":"#N/A"},{"$error":"#N/A"},{"$error":"#N/A"},"-",{"$error":"#N/A"},"-",{"$f":"IF($L$9=\"Yes\",'COP Assignment'!W46*(1-Recirculation_Loss_Factor)+1*Recirculation_Loss_Factor,'COP Assignment'!W46)","v":{"$error":"#DIV/0!"}},0,0,0,0,{"$f":"IF($T$1=\"Electric\",T57*'Worksheet Data'!$W$3/1000000,-S57*'Worksheet Data'!$W$3/1000000)","v":0},0,{"$f":"IFERROR(IF($T$1=\"Electric\",0,Q57*'Worksheet Data'!$W$2/1000000),0)","v":0},0]
[null,null,null,46,13,{"$f":"HLOOKUP($A$16, 'Weather Data'!$CD$17:$DA$80,D58,FALSE)","v":{"$error":"#N/A"}},{"$f":"IF('DHW Bldg & Operation Data'!$C$26=\"Un-Conditioned\",\"Un-Conditioned\",IF(AND(E58>='DHW Bldg & Operation Data'!$C$28,'DHW Bldg & Operation Data'!$C$27<>\"Heating Only\"),\"Cooling\",IF(E58<='DHW Bldg & Operation Data'!$C$28,\"Heating\",\"Un-Conditioned\")))","v":"Heating"},{"$f":"IF(HPWH_Location=\"Outdoor Evaporator\",'DHW Calculator'!$E58,IF(HPWH_Location=\"Conditioned Space\",BinModelTemp,IF(HPWH_Location=\"Un-Conditioned Enclosed\",($L$6*(1-$L$7)+$E58*$L$7),I58)))","v":33.611111111111114},33.611111111111114,{"$error":"#N/A"},{"$f":"HLOOKUP($A$16&\" TMAIN\", 'Weather Data'!$CD$17:$DA$80,D58,FALSE)","v":{"$error":"#N/A"}},{"$error":"#N/A"},{"$error":"#N/A"},{"$error":"#N/A"},"-",{"$error":"#N/A"},"-",{"$f":"IF($L$9=\"Yes\",'COP Assignment'!W47*(1-Recirculation_Loss_Factor)+1*Recirculation_Loss_Factor,'COP Assignment'!W47)","v":{"$error":"#DIV/0!"}},0,0,0,0,{"$f":"IF($T$1=\"Electric\",T58*'Worksheet Data'!$W$3/1000000,-S58*'Worksheet Data'!$W$3/1000000)","v":0},0,{"$f":"IFERROR(IF($T$1=\"Electric\",0,Q58*'Worksheet Data'!$W$2/1000000),0)","v":0},0]
[null,null,null,47,11,{"$f":"HLOOKUP($A$16, 'Weather Data'!$CD$17:$DA$80,D59,FALSE)","v":{"$error":"#N/A"}},{"$f":"IF('DHW Bldg & Operation Data'!$C$26=\"Un-Conditioned\",\"Un-Conditioned\",IF(AND(E59>='DHW Bldg & Operation Data'!$C$28,'DHW Bldg & Operation Data'!$C$27<>\"Heating Only\"),\"Cooling\",IF(E59<='DHW Bldg & Operation Data'!$C$28,\"Heating\",\"Un-Conditioned\")))","v":"Heating"},{"$f":"IF(HPWH_Location=\"Outdoor Evaporator\",'DHW Calculator'!$E59,IF(HPWH_Location=\"Conditioned Space\",BinModelTemp,IF(HPWH_Location=\"Un-Conditioned Enclosed\",($L$6*(1-$L$7)+$E59*$L$7),I59)))","v":33.055555555555557},33.055555555555557,{"$error":"#N/A"},{"$f":"HLOOKUP($A$16&\" TMAIN\", 'Weather Data'!$CD$17:$DA$80,D59,FALSE)","v":{"$error":"#N/A"}},{"$error":"#N/A"},{"$error":"#N/A"},{"$error":"#N/A"},"-",{"$error":"#N/A"},"-",{"$f":"IF($L$9=\"Yes\",'COP Assignment'!W48*(1-Recirculation_Loss_Factor)+1*Recirculation_Loss_Factor,'COP Assignment'!W48)","v":{"$error":"#DIV/0!"}},0,0,0,0,{"$f":"IF($T$1=\"Electric\",T59*'Worksheet Data'!$W$3/1000000,-S59*'Worksheet Data'!$W$3/1000000)","v":0},0,{"$f":"IFERROR(IF($T$1=\"Electric\",0,Q59*'Worksheet Data'!$W$2/1000000),0)","v":0},0]
[null,null,null,48,9,{"$f":"HLOOKUP($A$16, 'Weather Data'!$CD$17:$DA$80,D60,FALSE)","v":{"$error":"#N/A"}},{"$f":"IF('DHW Bldg & Operation Data'!$C$26=\"Un-Conditioned\",\"Un-Conditioned\",IF(AND(E60>='DHW Bldg & Operation Data'!$C$28,'DHW Bldg & Operation Data'!$C$27<>\"Heating Only\"),\"Cooling\",IF(E60<='DHW Bldg & Operation Data'!$C$28,\"Heating\",\"Un-Conditioned\")))","v":"Heating"},{"$f":"IF(HPWH_Location=\"Outdoor Evaporator\",'DHW Calculator'!$E60,IF(HPWH_Location=\"Conditioned Space\",BinModelTemp,IF(HPWH_Location=\"Un-Conditioned Enclosed\",($L$6*(1-$L$7)+$E60*$L$7),I60)))","v":32.5},32.5,{"$error":"#N/A"},{"$f":"HLOOKUP($A$16&\" TMAIN\", 'Weather Data'!$CD$17:$DA$80,D60,FALSE)","v":{"$error":"#N/A"}},{"$error":"#N/A"},{"$error":"#N/A"},{"$error":"#N/A"},"-",{"$error":"#N/A"},"-",{"$f":"IF($L$9=\"Yes\",'COP Assignment'!W49*(1-Recirculation_Loss_Factor)+1*Recirculation_Loss_Factor,'COP Assignment'!W49)","v":{"$error":"#DIV/0!"}},0,0,0,0,{"$f":"IF($T$1=\"Electric\",T60*'Worksheet Data'!$W$3/1000000,-S60*'Worksheet Data'!$W$3/1000000)","v":0},0,{"$f":"IFERROR(IF($T$1=\"Electric\",0,Q60*'Worksheet Data'!$W$2/1000000),0)","v":0},0]
[null,null,null,49,7,{"$f":"HLOOKUP($A$16, 'Weather Data'!$CD$17:$DA$80,D61,FALSE)","v":{"$error":"#N/A"}},{"$f":"IF('DHW Bldg & Operation Data'!$C$26=\"Un-Conditioned\",\"Un-Conditioned\",IF(AND(E61>='DHW Bldg & Operation Data'!$C$28,'DHW Bldg & Operation Data'!$C$27<>\"Heating Only\"),\"Cooling\",IF(E61<='DHW Bldg & Operation Data'!$C$28,\"Heating\",\"Un-Conditioned\")))","v":"Heating"},{"$f":"IF(HPWH_Location=\"Outdoor Evaporator\",'DHW Calculator'!$E61,IF(HPWH_Location=\"Conditioned Space\",BinModelTemp,IF(HPWH_Location=\"Un-Conditioned Enclosed\",($L$6*(1-$L$7)+$E61*$L$7),I61)))","v":31.944444444444443},31.944444444444443,{"$error":"#N/A"},{"$f":"HLOOKUP($A$16&\" TMAIN\", 'Weather Data'!$CD$17:$DA$80,D61,FALSE)","v":{"$error":"#N/A"}},{"$error":"#N/A"},{"$error":"#N/A"},{"$error":"#N/A"},"-",{"$error":"#N/A"},"-",{"$f":"IF($L$9=\"Yes\",'COP Assignment'!W50*(1-Recirculation_Loss_Factor)+1*Recirculation_Loss_Factor,'COP Assignment'!W50)","v":{"$error":"#DIV/0!"}},0,0,0,0,{"$f":"IF($T$1=\"Electric\",T61*'Worksheet Data'!$W$3/1000000,-S61*'Worksheet Data'!$W$3/1000000)","v":0},0,{"$f":"IFERROR(IF($T$1=\"Electric\",0,Q61*'Worksheet Data'!$W$2/1000000),0)","v":0},0]
[null,null,null,50,5,{"$f":"HLOOKUP($A$16, 'Weather Data'!$CD$17:$DA$80,D62,FALSE)","v":{"$error":"#N/A"}},{"$f":"IF('DHW Bldg & Operation Data'!$C$26=\"Un-Conditioned\",\"Un-Conditioned\",IF(AND(E62>='DHW Bldg & Operation Data'!$C$28,'DHW Bldg & Operation Data'!$C$27<>\"Heating Only\"),\"Cooling\",IF(E62<='DHW Bldg & Operation Data'!$C$28,\"Heating\",\"Un-Conditioned\")))","v":"Heating"},{"$f":"IF(HPWH_Location=\"Outdoor Evaporator\",'DHW Calculator'!$E62,IF(HPWH_Location=\"Conditioned Space\",BinModelTemp,IF(HPWH_Location=\"Un-Conditioned Enclosed\",($L$6*(1-$L$7)+$E62*$L$7),I62)))","v":31.388888888888889},31.388888888888889,{"$error":"#N/A"},{"$f":"HLOOKUP($A$16&\" TMAIN\", 'Weather Data'!$CD$17:$DA$80,D62,FALSE)","v":{"$error":"#N/A"}},{"$error":"#N/A"},{"$error":"#N/A"},{"$error":"#N/A"},"-",{"$error":"#N/A"},"-",{"$f":"IF($L$9=\"Yes\",'COP Assignment'!W51*(1-Recirculation_Loss_Factor)+1*Recirculation_Loss_Factor,'COP Assignment'!W51)","v":{"$error":"#DIV/0!"}},0,0,0,0,{"$f":"IF($T$1=\"Electric\",T62*'Worksheet Data'!$W$3/1000000,-S62*'Worksheet Data'!$W$3/1000000)","v":0},0,{"$f":"IFERROR(IF($T$1=\"Electric\",0,Q62*'Worksheet Data'!$W$2/1000000),0)","v":0},0]
[null,null,null,51,3,{"$f":"HLOOKUP($A$16, 'Weather Data'!$CD$17:$DA$80,D63,FALSE)","v":{"$error":"#N/A"}},{"$f":"IF('DHW Bldg & Operation Data'!$C$26=\"Un-Conditioned\",\"Un-Conditioned\",IF(AND(E63>='DHW Bldg & Operation Data'!$C$28,'DHW Bldg & Operation Data'!$C$27<>\"Heating Only\"),\"Cooling\",IF(E63<='DHW Bldg & Operation Data'!$C$28,\"Heating\",\"Un-Conditioned\")))","v":"Heating"},{"$f":"IF(HPWH_Location=\"Outdoor Evaporator\",'DHW Calculator'!$E63,IF(HPWH_Location=\"Conditioned Space\",BinModelTemp,IF(HPWH_Location=\"Un-Conditioned Enclosed\",($L$6*(1-$L$7)+$E63*$L$7),I63)))","v":30.833333333333332},30.833333333333332,{"$error":"#N/A"},{"$f":"HLOOKUP($A$16&\" TMAIN\", 'Weather Data'!$CD$17:$DA$80,D63,FALSE)","v":{"$error":"#N/A"}},{"$error":"#N/A"},{"$error":"#N/A"},{"$error":"#N/A"},"-",{"$error":"#N/A"},"-",{"$f":"IF($L$9=\"Yes\",'COP Assignment'!W52*(1-Recirculation_Loss_Factor)+1*Recirculation_Loss_Factor,'COP Assignment'!W52)","v":{"$error":"#DIV/0!"}},0,0,0,0,{"$f":"IF($T$1=\"Electric\",T63*'Worksheet Data'!$W$3/1000000,-S63*'Worksheet Data'!$W$3/1000000)","v":0},0,{"$f":"IFERROR(IF($T$1=\"Electric\",0,Q63*'Worksheet Data'!$W$2/1000000),0)","v":0},0]
[null,null,null,52,1,{"$f":"HLOOKUP($A$16, 'Weather Data'!$CD$17:$DA$80,D64,FALSE)","v":{"$error":"#N/A"}},{"$f":"IF('DHW Bldg & Operation Data'!$C$26=\"Un-Conditioned\",\"Un-Conditioned\",IF(AND(E64>='DHW Bldg & Operation Data'!$C$28,'DHW Bldg & Operation Data'!$C$27<>\"Heating Only\"),\"Cooling\",IF(E64<='DHW Bldg & Operation Data'!$C$28,\"Heating\",\"Un-Conditioned\")))","v":"Heating"},{"$f":"IF(HPWH_Location=\"Outdoor Evaporator\",'DHW Calculator'!$E64,IF(HPWH_Location=\"Conditioned Space\",BinModelTemp,IF(HPWH_Location=\"Un-Conditioned Enclosed\",($L$6*(1-$L$7)+$E64*$L$7),I64)))","v":30.277777777777779},30.277777777777779,{"$error":"#N/A"},{"$f":"HLOOKUP($A$16&\" TMAIN\", 'Weather Data'!$CD$17:$DA$80,D64,FALSE)","v":{"$error":"#N/A"}},{"$error":"#N/A"},{"$error":"#N/A"},{"$error":"#N/A"},"-",{"$error":"#N/A"},"-",{"$f":"IF($L$9=\"Yes\",'COP Assignment'!W53*(1-Recirculation_Loss_Factor)+1*Recirculation_Loss_Factor,'COP Assignment'!W53)","v":{"$error":"#DIV/0!"}},0,0,0,0,{"$f":"IF($T$1=\"Electric\",T64*'Worksheet Data'!$W$3/1000000,-S64*'Worksheet Data'!$W$3/1000000)","v":0},0,{"$f":"IFERROR(IF($T$1=\"Electric\",0,Q64*'Worksheet Data'!$W$2/1000000),0)","v":0},0]
[null,null,null,53,-1,{"$f":"HLOOKUP($A$16, 'Weather Data'!$CD$17:$DA$80,D65,FALSE)","v":{"$error":"#N/A"}},{"$f":"IF('DHW Bldg & Operation Data'!$C$26=\"Un-Conditioned\",\"Un-Conditioned\",IF(AND(E65>='DHW Bldg & Operation Data'!$C$28,'DHW Bldg & Operation Data'!$C$27<>\"Heating Only\"),\"Cooling\",IF(E65<='DHW Bldg & Operation Data'!$C$28,\"Heating\",\"Un-Conditioned\")))","v":"Heating"},{"$f":"IF(HPWH_Location=\"Outdoor Evaporator\",'DHW Calculator'!$E65,IF(HPWH_Location=\"Conditioned Space\",BinModelTemp,IF(HPWH_Location=\"Un-Conditioned Enclosed\",($L$6*(1-$L$7)+$E65*$L$7),I65)))","v":29.722222222222221},29.722222222222221,{"$error":"#N/A"},{"$f":"HLOOKUP($A$16&\" TMAIN\", 'Weather Data'!$CD$17:$DA$80,D65,FALSE)","v":{"$error":"#N/A"}},{"$error":"#N/A"},{"$error":"#N/A"},{"$error":"#N/A"},"-",{"$error":"#N/A"},"-",{"$f":"IF($L$9=\"Yes\",'COP Assignment'!W54*(1-Recirculation_Loss_Factor)+1*Recirculation_Loss_Factor,'COP Assignment'!W54)","v":{"$error":"#DIV/0!"}},0,0,0,0,{"$f":"IF($T$1=\"Electric\",T65*'Worksheet Data'!$W$3/1000000,-S65*'Worksheet Data'!$W$3/1000000)","v":0},0,{"$f":"IFERROR(IF($T$1=\"Electric\",0,Q65*'Worksheet Data'!$W$2/1000000),0)","v":0},0]
[null,null,null,54,-3,{"$f":"HLOOKUP($A$16, 'Weather Data'!$CD$17:$DA$80,D66,FALSE)","v":{"$error":"#N/A"}},{"$f":"IF('DHW Bldg & Operation Data'!$C$26=\"Un-Conditioned\",\"Un-Conditioned\",IF(AND(E66>='DHW Bldg & Operation Data'!$C$28,'DHW Bldg & Operation Data'!$C$27<>\"Heating Only\"),\"Cooling\",IF(E66<='DHW Bldg & Operation Data'!$C$28,\"Heating\",\"Un-Conditioned\")))","v":"Heating"},{"$f":"IF(HPWH_Location=\"Outdoor Evaporator\",'DHW Calculator'!$E66,IF(HPWH_Location=\"Conditioned Space\",BinModelTemp,IF(HPWH_Location=\"Un-Conditioned Enclosed\",($L$6*(1-$L$7)+$E66*$L$7),I66)))","v":29.166666666666668},29.166666666666668,{"$error":"#N/A"},{"$f":"HLOOKUP($A$16&\" TMAIN\", 'Weather Data'!$CD$17:$DA$80,D66,FALSE)","v":{"$error":"#N/A"}},{"$error":"#N/A"},{"$error":"#N/A"},{"$error":"#N/A"},"-",{"$error":"#N/A"},"-",{"$f":"IF($L$9=\"Yes\",'COP Assignment'!W55*(1-Recirculation_Loss_Factor)+1*Recirculation_Loss_Factor,'COP Assignment'!W55)","v":{"$error":"#DIV/0!"}},0,0,0,0,{"$f":"IF($T$1=\"Electric\",T66*'Worksheet Data'!$W$3/1000000,-S66*'Worksheet Data'!$W$3/1000000)","v":0},0,{"$f":"IFERROR(IF($T$1=\"Electric\",0,Q66*'Worksheet Data'!$W$2/1000000),0)","v":0},0]
[null,null,null,55,-5,{"$f":"HLOOKUP($A$16, 'Weather Data'!$CD$17:$DA$80,D67,FALSE)","v":{"$error":"#N/A"}},{"$f":"IF('DHW Bldg & Operation Data'!$C$26=\"Un-Conditioned\",\"Un-Conditioned\",IF(AND(E67>='DHW Bldg & Operation Data'!$C$28,'DHW Bldg & Operation Data'!$C$27<>\"Heating Only\"),\"Cooling\",IF(E67<='DHW Bldg & Operation Data'!$C$28,\"Heating\",\"Un-Conditioned\")))","v":"Heating"},{"$f":"IF(HPWH_Location=\"Outdoor Evaporator\",'DHW Calculator'!$E67,IF(HPWH_Location=\"Conditioned Space\",BinModelTemp,IF(HPWH_Location=\"Un-Conditioned Enclosed\",($L$6*(1-$L$7)+$E67*$L$7),I67)))","v":28.611111111111111},28.611111111111111,{"$error":"#N/A"},{"$f":"HLOOKUP($A$16&\" TMAIN\", 'Weather Data'!$CD$17:$DA$80,D67,FALSE)","v":{"$error":"#N/A"}},{"$error":"#N/A"},{"$error":"#N/A"},{"$error":"#N/A"},"-",{"$error":"#N/A"},"-",{"$f":"IF($L$9=\"Yes\",'COP Assignment'!W56*(1-Recirculation_Loss_Factor)+1*Recirculation_Loss_Factor,'COP Assignment'!W56)","v":{"$error":"#DIV/0!"}},0,0,0,0,{"$f":"IF($T$1=\"Electric\",T67*'Worksheet Data'!$W$3/1000000,-S67*'Worksheet Data'!$W$3/1000000)","v":0},0,{"$f":"IFERROR(IF($T$1=\"Electric\",0,Q67*'Worksheet Data'!$W$2/1000000),0)","v":0},0]
[null,null,null,56,-7,{"$f":"HLOOKUP($A$16, 'Weather Data'!$CD$17:$DA$80,D68,FALSE)","v":{"$error":"#N/A"}},{"$f":"IF('DHW Bldg & Operation Data'!$C$26=\"Un-Conditioned\",\"Un-Conditioned\",IF(AND(E68>='DHW Bldg & Operation Data'!$C$28,'DHW Bldg & Operation Data'!$C$27<>\"Heating Only\"),\"Cooling\",IF(E68<='DHW Bldg & Operation Data'!$C$28,\"Heating\",\"Un-Conditioned\")))","v":"Heating"},{"$f":"IF(HPWH_Location=\"Outdoor Evaporator\",'DHW Calculator'!$E68,IF(HPWH_Location=\"Conditioned Space\",BinModelTemp,IF(HPWH_Location=\"Un-Conditioned Enclosed\",($L$6*(1-$L$7)+$E68*$L$7),I68)))","v":28.055555555555557},28.055555555555557,{"$error":"#N/A"},{"$f":"HLOOKUP($A$16&\" TMAIN\", 'Weather Data'!$CD$17:$DA$80,D68,FALSE)","v":{"$error":"#N/A"}},{"$error":"#N/A"},{"$error":"#N/A"},{"$error":"#N/A"},"-",{"$error":"#N/A"},"-",{"$f":"IF($L$9=\"Yes\",'COP Assignment'!W57*(1-Recirculation_Loss_Factor)+1*Recirculation_Loss_Factor,'COP Assignment'!W57)","v":{"$error":"#DIV/0!"}},0,0,0,0,{"$f":"IF($T$1=\"Electric\",T68*'Worksheet Data'!$W$3/1000000,-S68*'Worksheet Data'!$W$3/1000000)","v":0},0,{"$f":"IFERROR(IF($T$1=\"Electric\",0,Q68*'Worksheet Data'!$W$2/1000000),0)","v":0},0]
[null,null,null,57,-9,{"$f":"HLOOKUP($A$16, 'Weather Data'!$CD$17:$DA$80,D69,FALSE)","v":{"$error":"#N/A"}},{"$f":"IF('DHW Bldg & Operation Data'!$C$26=\"Un-Conditioned\",\"Un-Conditioned\",IF(AND(E69>='DHW Bldg & Operation Data'!$C$28,'DHW Bldg & Operation Data'!$C$27<>\"Heating Only\"),\"Cooling\",IF(E69<='DHW Bldg & Operation Data'!$C$28,\"Heating\",\"Un-Conditioned\")))","v":"Heating"},{"$f":"IF(HPWH_Location=\"Outdoor Evaporator\",'DHW Calculator'!$E69,IF(HPWH_Location=\"Conditioned Space\",BinModelTemp,IF(HPWH_Location=\"Un-Conditioned Enclosed\",($L$6*(1-$L$7)+$E69*$L$7),I69)))","v":27.5},27.5,{"$error":"#N/A"},{"$f":"HLOOKUP($A$16&\" TMAIN\", 'Weather Data'!$CD$17:$DA$80,D69,FALSE)","v":{"$error":"#N/A"}},{"$error":"#N/A"},{"$error":"#N/A"},{"$error":"#N/A"},"-",{"$error":"#N/A"},"-",{"$f":"IF($L$9=\"Yes\",'COP Assignment'!W58*(1-Recirculation_Loss_Factor)+1*Recirculation_Loss_Factor,'COP Assignment'!W58)","v":{"$error":"#DIV/0!"}},0,0,0,0,{"$f":"IF($T$1=\"Electric\",T69*'Worksheet Data'!$W$3/1000000,-S69*'Worksheet Data'!$W$3/1000000)","v":0},0,{"$f":"IFERROR(IF($T$1=\"Electric\",0,Q69*'Worksheet Data'!$W$2/1000000),0)","v":0},0]
[null,null,null,58,-11,{"$f":"HLOOKUP($A$16, 'Weather Data'!$CD$17:$DA$80,D70,FALSE)","v":{"$error":"#N/A"}},{"$f":"IF('DHW Bldg & Operation Data'!$C$26=\"Un-Conditioned\",\"Un-Conditioned\",IF(AND(E70>='DHW Bldg & Operation Data'!$C$28,'DHW Bldg & Operation Data'!$C$27<>\"Heating Only\"),\"Cooling\",IF(E70<='DHW Bldg & Operation Data'!$C$28,\"Heating\",\"Un-Conditioned\")))","v":"Heating"},{"$f":"IF(HPWH_Location=\"Outdoor Evaporator\",'DHW Calculator'!$E70,IF(HPWH_Location=\"Conditioned Space\",BinModelTemp,IF(HPWH_Location=\"Un-Conditioned Enclosed\",($L$6*(1-$L$7)+$E70*$L$7),I70)))","v":26.944444444444443},26.944444444444443,{"$error":"#N/A"},{"$f":"HLOOKUP($A$16&\" TMAIN\", 'Weather Data'!$CD$17:$DA$80,D70,FALSE)","v":{"$error":"#N/A"}},{"$error":"#N/A"},{"$error":"#N/A"},{"$error":"#N/A"},"-",{"$error":"#N/A"},"-",{"$f":"IF($L$9=\"Yes\",'COP Assignment'!W59*(1-Recirculation_Loss_Factor)+1*Recirculation_Loss_Factor,'COP Assignment'!W59)","v":{"$error":"#DIV/0!"}},0,0,0,0,{"$f":"IF($T$1=\"Electric\",T70*'Worksheet Data'!$W$3/1000000,-S70*'Worksheet Data'!$W$3/1000000)","v":0},0,{"$f":"IFERROR(IF($T$1=\"Electric\",0,Q70*'Worksheet Data'!$W$2/1000000),0)","v":0},0]
[null,null,null,59,-13,{"$f":"HLOOKUP($A$16, 'Weather Data'!$CD$17:$DA$80,D71,FALSE)","v":{"$error":"#N/A"}},{"$f":"IF('DHW Bldg & Operation Data'!$C$26=\"Un-Conditioned\",\"Un-Conditioned\",IF(AND(E71>='DHW Bldg & Operation Data'!$C$28,'DHW Bldg & Operation Data'!$C$27<>\"Heating Only\"),\"Cooling\",IF(E71<='DHW Bldg & Operation Data'!$C$28,\"Heating\",\"Un-Conditioned\")))","v":"Heating"},{"$f":"IF(HPWH_Location=\"Outdoor Evaporator\",'DHW Calculator'!$E71,IF(HPWH_Location=\"Conditioned Space\",BinModelTemp,IF(HPWH_Location=\"Un-Conditioned Enclosed\",($L$6*(1-$L$7)+$E71*$L$7),I71)))","v":26.388888888888889},26.388888888888889,{"$error":"#N/A"},{"$f":"HLOOKUP($A$16&\" TMAIN\", 'Weather Data'!$CD$17:$DA$80,D71,FALSE)","v":{"$error":"#N/A"}},{"$error":"#N/A"},{"$error":"#N/A"},{"$error":"#N/A"},"-",{"$error":"#N/A"},"-",{"$f":"IF($L$9=\"Yes\",'COP Assignment'!W60*(1-Recirculation_Loss_Factor)+1*Recirculation_Loss_Factor,'COP Assignment'!W60)","v":{"$error":"#DIV/0!"}},0,0,0,0,{"$f":"IF($T$1=\"Electric\",T71*'Worksheet Data'!$W$3/1000000,-S71*'Worksheet Data'!$W$3/1000000)","v":0},0,{"$f":"IFERROR(IF($T$1=\"Electric\",0,Q71*'Worksheet Data'!$W$2/1000000),0)","v":0},0]
[null,null,null,60,-15,{"$f":"HLOOKUP($A$16, 'Weather Data'!$CD$17:$DA$80,D72,FALSE)","v":{"$error":"#N/A"}},{"$f":"IF('DHW Bldg & Operation Data'!$C$26=\"Un-Conditioned\",\"Un-Conditioned\",IF(AND(E72>='DHW Bldg & Operation Data'!$C$28,'DHW Bldg & Operation Data'!$C$27<>\"Heating Only\"),\"Cooling\",IF(E72<='DHW Bldg & Operation Data'!$C$28,\"Heating\",\"Un-Conditioned\")))","v":"Heating"},{"$f":"IF(HPWH_Location=\"Outdoor Evaporator\",'DHW Calculator'!$E72,IF(HPWH_Location=\"Conditioned Space\",BinModelTemp,IF(HPWH_Location=\"Un-Conditioned Enclosed\",($L$6*(1-$L$7)+$E72*$L$7),I72)))","v":25.833333333333332},25.833333333333332,{"$error":"#N/A"},{"$f":"HLOOKUP($A$16&\" TMAIN\", 'Weather Data'!$CD$17:$DA$80,D72,FALSE)","v":{"$error":"#N/A"}},{"$error":"#N/A"},{"$error":"#N/A"},{"$error":"#N/A"},"-",{"$error":"#N/A"},"-",{"$f":"IF($L$9=\"Yes\",'COP Assignment'!W61*(1-Recirculation_Loss_Factor)+1*Recirculation_Loss_Factor,'COP Assignment'!W61)","v":{"$error":"#DIV/0!"}},0,0,0,0,{"$f":"IF($T$1=\"Electric\",T72*'Worksheet Data'!$W$3/1000000,-S72*'Worksheet Data'!$W$3/1000000)","v":0},0,{"$f":"IFERROR(IF($T$1=\"Electric\",0,Q72*'Worksheet Data'!$W$2/1000000),0)","v":0},0]
[null,null,null,61,-17,{"$f":"HLOOKUP($A$16, 'Weather Data'!$CD$17:$DA$80,D73,FALSE)","v":{"$error":"#N/A"}},{"$f":"IF('DHW Bldg & Operation Data'!$C$26=\"Un-Conditioned\",\"Un-Conditioned\",IF(AND(E73>='DHW Bldg & Operation Data'!$C$28,'DHW Bldg & Operation Data'!$C$27<>\"Heating Only\"),\"Cooling\",IF(E73<='DHW Bldg & Operation Data'!$C$28,\"Heating\",\"Un-Conditioned\")))","v":"Heating"},{"$f":"IF(HPWH_Location=\"Outdoor Evaporator\",'DHW Calculator'!$E73,IF(HPWH_Location=\"Conditioned Space\",BinModelTemp,IF(HPWH_Location=\"Un-Conditioned Enclosed\",($L$6*(1-$L$7)+$E73*$L$7),I73)))","v":25.277777777777779},25.277777777777779,{"$error":"#N/A"},{"$f":"HLOOKUP($A$16&\" TMAIN\", 'Weather Data'!$CD$17:$DA$80,D73,FALSE)","v":{"$error":"#N/A"}},{"$error":"#N/A"},{"$error":"#N/A"},{"$error":"#N/A"},"-",{"$error":"#N/A"},"-",{"$f":"IF($L$9=\"Yes\",'COP Assignment'!W62*(1-Recirculation_Loss_Factor)+1*Recirculation_Loss_Factor,'COP Assignment'!W62)","v":{"$error":"#DIV/0!"}},0,0,0,0,{"$f":"IF($T$1=\"Electric\",T73*'Worksheet Data'!$W$3/1000000,-S73*'Worksheet Data'!$W$3/1000000)","v":0},0,{"$f":"IFERROR(IF($T$1=\"Electric\",0,Q73*'Worksheet Data'!$W$2/1000000),0)","v":0},0]
[null,null,null,62,-19,{"$f":"HLOOKUP($A$16, 'Weather Data'!$CD$17:$DA$80,D74,FALSE)","v":{"$error":"#N/A"}},{"$f":"IF('DHW Bldg & Operation Data'!$C$26=\"Un-Conditioned\",\"Un-Conditioned\",IF(AND(E74>='DHW Bldg & Operation Data'!$C$28,'DHW Bldg & Operation Data'!$C$27<>\"Heating Only\"),\"Cooling\",IF(E74<='DHW Bldg & Operation Data'!$C$28,\"Heating\",\"Un-Conditioned\")))","v":"Heating"},{"$f":"IF(HPWH_Location=\"Outdoor Evaporator\",'DHW Calculator'!$E74,IF(HPWH_Location=\"Conditioned Space\",BinModelTemp,IF(HPWH_Location=\"Un-Conditioned Enclosed\",($L$6*(1-$L$7)+$E74*$L$7),I74)))","v":24.722222222222221},24.722222222222221,{"$error":"#N/A"},{"$f":"HLOOKUP($A$16&\" TMAIN\", 'Weather Data'!$CD$17:$DA$80,D74,FALSE)","v":{"$error":"#N/A"}},{"$error":"#N/A"},{"$error":"#N/A"},{"$error":"#N/A"},"-",{"$error":"#N/A"},"-",{"$f":"IF($L$9=\"Yes\",'COP Assignment'!W63*(1-Recirculation_Loss_Factor)+1*Recirculation_Loss_Factor,'COP Assignment'!W63)","v":{"$error":"#DIV/0!"}},0,0,0,0,{"$f":"IF($T$1=\"Electric\",T74*'Worksheet Data'!$W$3/1000000,-S74*'Worksheet Data'!$W$3/1000000)","v":0},0,{"$f":"IFERROR(IF($T$1=\"Electric\",0,Q74*'Worksheet Data'!$W$2/1000000),0)","v":0},0]
[null,null,null,63,-21,{"$f":"HLOOKUP($A$16, 'Weather Data'!$CD$17:$DA$80,D75,FALSE)","v":{"$error":"#N/A"}},{"$f":"IF('DHW Bldg & Operation Data'!$C$26=\"Un-Conditioned\",\"Un-Conditioned\",IF(AND(E75>='DHW Bldg & Operation Data'!$C$28,'DHW Bldg & Operation Data'!$C$27<>\"Heating Only\"),\"Cooling\",IF(E75<='DHW Bldg & Operation Data'!$C$28,\"Heating\",\"Un-Conditioned\")))","v":"Heating"},{"$f":"IF(HPWH_Location=\"Outdoor Evaporator\",'DHW Calculator'!$E75,IF(HPWH_Location=\"Conditioned Space\",BinModelTemp,IF(HPWH_Location=\"Un-Conditioned Enclosed\",($L$6*(1-$L$7)+$E75*$L$7),I75)))","v":24.166666666666668},24.166666666666668,{"$error":"#N/A"},{"$f":"HLOOKUP($A$16&\" TMAIN\", 'Weather Data'!$CD$17:$DA$80,D75,FALSE)","v":{"$error":"#N/A"}},{"$error":"#N/A"},{"$error":"#N/A"},{"$error":"#N/A"},"-",{"$error":"#N/A"},"-",{"$f":"IF($L$9=\"Yes\",'COP Assignment'!W64*(1-Recirculation_Loss_Factor)+1*Recirculation_Loss_Factor,'COP Assignment'!W64)","v":{"$error":"#DIV/0!"}},0,0,0,0,{"$f":"IF($T$1=\"Electric\",T75*'Worksheet Data'!$W$3/1000000,-S75*'Worksheet Data'!$W$3/1000000)","v":0},0,{"$f":"IFERROR(IF($T$1=\"Electric\",0,Q75*'Worksheet Data'!$W$2/1000000),0)","v":0},0]
[null,null,null,64,-23,{"$f":"HLOOKUP($A$16, 'Weather Data'!$CD$17:$DA$80,D76,FALSE)","v":{"$error":"#N/A"}},{"$f":"IF('DHW Bldg & Operation Data'!$C$26=\"Un-Conditioned\",\"Un-Conditioned\",IF(AND(E76>='DHW Bldg & Operation Data'!$C$28,'DHW Bldg & Operation Data'!$C$27<>\"Heating Only\"),\"Cooling\",IF(E76<='DHW Bldg & Operation Data'!$C$28,\"Heating\",\"Un-Conditioned\")))","v":"Heating"},{"$f":"IF(HPWH_Location=\"Outdoor Evaporator\",'DHW Calculator'!$E76,IF(HPWH_Location=\"Conditioned Space\",BinModelTemp,IF(HPWH_Location=\"Un-Conditioned Enclosed\",($L$6*(1-$L$7)+$E76*$L$7),I76)))","v":23.611111111111111},23.611111111111111,{"$error":"#N/A"},{"$f":"HLOOKUP($A$16&\" TMAIN\", 'Weather Data'!$CD$17:$DA$80,D76,FALSE)","v":{"$error":"#N/A"}},{"$error":"#N/A"},{"$error":"#N/A"},{"$error":"#N/A"},"-",{"$error":"#N/A"},"-",{"$f":"IF($L$9=\"Yes\",'COP Assignment'!W65*(1-Recirculation_Loss_Factor)+1*Recirculation_Loss_Factor,'COP Assignment'!W65)","v":{"$error":"#DIV/0!"}},0,0,0,0,{"$f":"IF($T$1=\"Electric\",T76*'Worksheet Data'!$W$3/1000000,-S76*'Worksheet Data'!$W$3/1000000)","v":0},0,{"$f":"IFERROR(IF($T$1=\"Electric\",0,Q76*'Worksheet Data'!$W$2/1000000),0)","v":0},0]
[null,null,null,null,"Total hrs",{"$f":"SUM(Bin_Hrs_Occ_Cat2)","v":{"$error":"#N/A"}},null,null,null,null,null,null,null,null,null,null,null,null,0,null,null,null,{"$f":"SUM(W14:W76)","v":0},null,{"$f":"SUM(Y14:Y76)","v":0},{"$f":"SUM(Z14:Z76)","v":0}]
[null,null,null,null,null,null,null,null,null,null,null,null,null,null,null,null,null,null,null,null,null,null,"▲kWh",null,"▲ therms","▲MMbtu Total"]
[]
[]
[]
[]
[]
[]
[null,null,null,null,"Calculations:"]
[]
[null,null,null,null,"DHW Usage (GPH)"," Max demand* %DHW use @ temp bin"]
[null,null,null,null,"DHW Heating output (Btuh)"," GPH*8.33* lift (Storage water temp - incoming water temp)"]
[null,null,null,null,"Installed HP heating Capacity (Btuh)"," Total heating capacity"]
[]
[null,null,null,null,"Baseline EIR","1/Efficiency"]
[null,null,null,null,"Baseline EIR adjust","based on PLR using DOE curve"]
[null,null,null,null,"Baseline Energy (Btu)","Heating Output / (Efficiency*1/EIR_adj) * bin hr"]
[]
[null,null,null,null,"Proposed COP","heating COP"]
[null,null,null,null,"Adjusted PLR","Heating output / (max capacity * 1/Heating rate adjustment)"]
[null,null,null,null,"Proposed EIR_adj_temp adjust","based on Equip room temp using DOE curve"]
[null,null,null,null,"Proposed EIR_adj_PLR adjust","based on adjusted PLR using DOE curve"]
[null,null,null,null,"COP_adjusted","heating COP*1/EIR_temp_adj*1/EIR_PLR_adj"]
[null,null,null,null,"Proposed Energy","Heating Output / (COP_adjusted) * bin hr"]
[]
[null,null,null,null,"Energy Savings (Btu)"," Baseline Energy - Proposed Energy"]

{"sheet":"Building Profiles","index":11,"n_rows":117,"n_cols":45,"rows_kept":117,"cut":false,"hidden":true,"merged":[[0,0,0,1],[0,38,0,40],[1,38,1,40],[0,20,0,22],[1,20,1,22],[0,23,0,25],[1,23,1,25],[0,26,0,28],[1,26,1,28],[0,29,0,31],[1,29,1,31],[0,35,0,37],[1,35,1,37],[0,8,0,10],[1,8,1,10],[0,32,0,34],[1,4,2,4],[1,5,1,7],[1,32,1,34],[0,17,0,19],[1,17,1,19],[0,5,0,7],[0,11,0,13],[1,11,1,13],[0,14,0,16],[1,14,1,16]]}
["Building Type",null,null,"Schedules (ASHRAE 90.1 User Manual Typical Load Profiles)",null,"Office",null,null,"Assembly",null,null,"Health",null,null,"Hotel/Motel",null,null,"Light Manufacturing",null,null,"Restaurant",null,null,"Retail",null,null,"School",null,null,"Warehouse",null,null,"Residential*",null,null,"Multifamily*",null,null,"Custom*"]
["Office",1,null,null,"Hour (Time of Day)","DHW Schedule",null,null,"DHW Schedule",null,null,"DHW Schedule",null,null,"DHW Schedule",null,null,"DHW Schedule",null,null,"DHW Schedule",null,null,"DHW Schedule",null,null,"DHW Schedule",null,null,"DHW Schedule",null,null,"DHW Schedule",null,null,"DHW Schedule",null,null,"DHW Schedule"]
["Assembly",2,null,null,null,"Weekday","Sat","Sunday","Weekday","Sat","Sunday","Weekday","Sat","Sunday","Weekday","Sat","Sunday","Weekday","Sat","Sunday","Weekday","Sat","Sunday","Weekday","Sat","Sunday","Weekday","Sat","Sunday","Weekday","Sat","Sunday","Weekday","Sat","Sunday","Weekday","Sat","Sunday","Weekday","Sat","Sunday"]
["Health",3,null,null,"01:00:00",0.05,0.05,0.04,0,0,0,0.01,0.01,0.01,0.2,0.2,0.25,0.05,0.05,0.04,0.2,0.2,0.25,0.04,0.11,7.0000000000000007E-2,0.05,0.03,0.03,0.02,0.02,0.02,0.33,0.28999999999999998,0.28999999999999998,0.33,0.28999999999999998,0.28999999999999998,{"$f":"IF('DHW Bldg & Operation Data'!#REF!=\"\", \"\", 'DHW Bldg & Operation Data'!#REF!)","v":{"$error":"#REF!"}},{"$f":"IF('DHW Bldg & Operation Data'!#REF!=\"\", \"\", 'DHW Bldg & Operation Data'!#REF!)","v":{"$error":"#REF!"}},{"$f":"IF('DHW Bldg & Operation Data'!#REF!=\"\", \"\", 'DHW Bldg & Operation Data'!#REF!)","v":{"$error":"#REF!"}}]
["Hotel/Motel",4,null,null,"02:00:00",0.05,0.05,0.04,0,0,0,0.01,0.01,0.01,0.15,0.15,0.2,0.05,0.05,0.04,0.15,0.15,0.2,0.05,0.1,7.0000000000000007E-2,0.05,0.03,0.03,0.02,0.02,0.02,0.15,0.19,0.19,0.15,0.19,0.19,{"$f":"IF('DHW Bldg & Operation Data'!#REF!=\"\", \"\", 'DHW Bldg & Operation Data'!#REF!)","v":{"$error":"#REF!"}},{"$f":"IF('DHW Bldg & Operation Data'!#REF!=\"\", \"\", 'DHW Bldg & Operation Data'!#REF!)","v":{"$error":"#REF!"}},{"$f":"IF('DHW Bldg & Operation Data'!#REF!=\"\", \"\", 'DHW Bldg & Operation Data'!#REF!)","v":{"$error":"#REF!"}}]
["Light Manufacturing",5,null,null,"03:00:00",0.05,0.05,0.04,0,0,0,0.01,0.01,0.01,0.15,0.15,0.2,0.05,0.05,0.04,0.15,0.15,0.2,0.05,0.08,7.0000000000000007E-2,0.05,0.03,0.03,0.02,0.02,0.02,0.09,0.11,0.11,0.09,0.11,0.11,{"$f":"IF('DHW Bldg & Operation Data'!#REF!=\"\", \"\", 'DHW Bldg & Operation Data'!#REF!)","v":{"$error":"#REF!"}},{"$f":"IF('DHW Bldg & Operation Data'!#REF!=\"\", \"\", 'DHW Bldg & Operation Data'!#REF!)","v":{"$error":"#REF!"}},{"$f":"IF('DHW Bldg & Operation Data'!#REF!=\"\", \"\", 'DHW Bldg & Operation Data'!#REF!)","v":{"$error":"#REF!"}}]
["Restaurant",6,null,null,"04:00:00",0.05,0.05,0.04,0,0,0,0.01,0.01,0.01,0.15,0.15,0.2,0.05,0.05,0.04,0,0,0,0.04,0.06,0.06,0.05,0.03,0.03,0.02,0.02,0.02,0.06,0.06,0.06,0.06,0.06,0.06,{"$f":"IF('DHW Bldg & Operation Data'!#REF!=\"\", \"\", 'DHW Bldg & Operation Data'!#REF!)","v":{"$error":"#REF!"}},{"$f":"IF('DHW Bldg & Operation Data'!#REF!=\"\", \"\", 'DHW Bldg & Operation Data'!#REF!)","v":{"$error":"#REF!"}},{"$f":"IF('DHW Bldg & Operation Data'!#REF!=\"\", \"\", 'DHW Bldg & Operation Data'!#REF!)","v":{"$error":"#REF!"}}]
["Retail",7,null,null,"05:00:00",0.05,0.05,0.04,0,0,0,0.01,0.01,0.01,0.2,0.2,0.2,0.05,0.05,0.04,0,0,0,0.04,0.06,0.06,0.05,0.03,0.03,0.05,0.02,0.02,0.06,0.05,0.05,0.06,0.05,0.05,{"$f":"IF('DHW Bldg & Operation Data'!#REF!=\"\", \"\", 'DHW Bldg & Operation Data'!#REF!)","v":{"$error":"#REF!"}},{"$f":"IF('DHW Bldg & Operation Data'!#REF!=\"\", \"\", 'DHW Bldg & Operation Data'!#REF!)","v":{"$error":"#REF!"}},{"$f":"IF('DHW Bldg & Operation Data'!#REF!=\"\", \"\", 'DHW Bldg & Operation Data'!#REF!)","v":{"$error":"#REF!"}}]
["School",8,null,null,"06:00:00",0.08,0.08,7.0000000000000007E-2,0,0,0,0.01,0.01,0.01,0.25,0.25,0.3,0.08,0.08,7.0000000000000007E-2,0,0,0,0.04,0.06,0.06,0.05,0.03,0.03,7.0000000000000007E-2,0.02,0.02,0.11,0.08,0.08,0.11,0.08,0.08,{"$f":"IF('DHW Bldg & Operation Data'!#REF!=\"\", \"\", 'DHW Bldg & Operation Data'!#REF!)","v":{"$error":"#REF!"}},{"$f":"IF('DHW Bldg & Operation Data'!#REF!=\"\", \"\", 'DHW Bldg & Operation Data'!#REF!)","v":{"$error":"#REF!"}},{"$f":"IF('DHW Bldg & Operation Data'!#REF!=\"\", \"\", 'DHW Bldg & Operation Data'!#REF!)","v":{"$error":"#REF!"}}]
["Warehouse",9,null,null,"07:00:00",7.0000000000000007E-2,7.0000000000000007E-2,0.04,0,0,0,0.01,0.01,0.01,0.5,0.4,0.5,7.0000000000000007E-2,7.0000000000000007E-2,0.04,0,0,0,0.04,7.0000000000000007E-2,7.0000000000000007E-2,0.05,0.03,0.03,7.0000000000000007E-2,0.02,0.02,0.37,0.14000000000000001,0.14000000000000001,0.37,0.14000000000000001,0.14000000000000001,{"$f":"IF('DHW Bldg & Operation Data'!#REF!=\"\", \"\", 'DHW Bldg & Operation Data'!#REF!)","v":{"$error":"#REF!"}},{"$f":"IF('DHW Bldg & Operation Data'!#REF!=\"\", \"\", 'DHW Bldg & Operation Data'!#REF!)","v":{"$error":"#REF!"}},{"$f":"IF('DHW Bldg & Operation Data'!#REF!=\"\", \"\", 'DHW Bldg & Operation Data'!#REF!)","v":{"$error":"#REF!"}}]
["Residential",10,null,null,"08:00:00",0.19,0.11,0.04,0,0,0,0.17,0.01,0.01,0.6,0.5,0.5,0.19,0.11,0.04,0.6,0,0,0.15,0.2,0.1,0.1,0.03,0.03,0.1,0.02,0.02,0.77,0.23,0.23,0.77,0.23,0.23,{"$f":"IF('DHW Bldg & Operation Data'!#REF!=\"\", \"\", 'DHW Bldg & Operation Data'!#REF!)","v":{"$error":"#REF!"}},{"$f":"IF('DHW Bldg & Operation Data'!#REF!=\"\", \"\", 'DHW Bldg & Operation Data'!#REF!)","v":{"$error":"#REF!"}},{"$f":"IF('DHW Bldg & Operation Data'!#REF!=\"\", \"\", 'DHW Bldg & Operation Data'!#REF!)","v":{"$error":"#REF!"}}]
["Multifamily",11,null,null,"09:00:00",0.35,0.15,0.04,0,0,0,0.57999999999999996,0.2,0.01,0.55000000000000004,0.5,0.5,0.35,0.15,0.04,0.55000000000000004,0,0,0.23,0.24,0.12,0.34,0.03,0.05,0.3,0.06,0.02,0.77,0.34,0.34,0.77,0.34,0.34,{"$f":"IF('DHW Bldg & Operation Data'!#REF!=\"\", \"\", 'DHW Bldg & Operation Data'!#REF!)","v":{"$error":"#REF!"}},{"$f":"IF('DHW Bldg & Operation Data'!#REF!=\"\", \"\", 'DHW Bldg & Operation Data'!#REF!)","v":{"$error":"#REF!"}},{"$f":"IF('DHW Bldg & Operation Data'!#REF!=\"\", \"\", 'DHW Bldg & Operation Data'!#REF!)","v":{"$error":"#REF!"}}]
["Custom",12,null,null,"10:00:00",0.38,0.21,0.04,0.05,0.05,0.05,0.66,0.28000000000000003,0.01,0.45,0.5,0.55000000000000004,0.38,0.21,0.04,0.45,0.5,0,0.32,0.27,0.14000000000000001,0.6,0.05,0.05,0.36,0.12,0.02,0.65,0.59,0.59,0.65,0.59,0.59,{"$f":"IF('DHW Bldg & Operation Data'!#REF!=\"\", \"\", 'DHW Bldg & Operation Data'!#REF!)","v":{"$error":"#REF!"}},{"$f":"IF('DHW Bldg & Operation Data'!#REF!=\"\", \"\", 'DHW Bldg & Operation Data'!#REF!)","v":{"$error":"#REF!"}},{"$f":"IF('DHW Bldg & Operation Data'!#REF!=\"\", \"\", 'DHW Bldg & Operation Data'!#REF!)","v":{"$error":"#REF!"}}]
[null,null,null,null,"11:00:00",0.39,0.19,0.04,0.05,0.05,0.05,0.78,0.3,0.01,0.4,0.45,0.5,0.39,0.19,0.04,0.4,0.45,0.5,0.41,0.42,0.28999999999999998,0.63,0.05,0.05,0.36,0.12,0.02,0.67,0.73,0.73,0.67,0.73,0.73,{"$f":"IF('DHW Bldg & Operation Data'!#REF!=\"\", \"\", 'DHW Bldg & Operation Data'!#REF!)","v":{"$error":"#REF!"}},{"$f":"IF('DHW Bldg & Operation Data'!#REF!=\"\", \"\", 'DHW Bldg & Operation Data'!#REF!)","v":{"$error":"#REF!"}},{"$f":"IF('DHW Bldg & Operation Data'!#REF!=\"\", \"\", 'DHW Bldg & Operation Data'!#REF!)","v":{"$error":"#REF!"}}]
[null,null,null,null,"12:00:00",0.47,0.23,0.06,0.35,0.2,0.1,0.82,0.3,0.01,0.45,0.5,0.5,0.47,0.23,0.06,0.45,0.5,0.5,0.56999999999999995,0.54,0.31,0.72,0.05,0.05,0.46,0.17,0.02,0.67,0.83,0.83,0.67,0.83,0.83,{"$f":"IF('DHW Bldg & Operation Data'!#REF!=\"\", \"\", 'DHW Bldg & Operation Data'!#REF!)","v":{"$error":"#REF!"}},{"$f":"IF('DHW Bldg & Operation Data'!#REF!=\"\", \"\", 'DHW Bldg & Operation Data'!#REF!)","v":{"$error":"#REF!"}},{"$f":"IF('DHW Bldg & Operation Data'!#REF!=\"\", \"\", 'DHW Bldg & Operation Data'!#REF!)","v":{"$error":"#REF!"}}]
[null,null,null,null,"13:00:00",0.56999999999999995,0.2,0.06,0.05,0,0,0.71,0.24,0.01,0.4,0.5,0.4,0.56999999999999995,0.2,0.06,0.4,0.5,0.4,0.62,0.59,0.36,0.79,0.05,0.05,0.56999999999999995,0.04,0.04,0.63,0.83,0.83,0.63,0.83,0.83,{"$f":"IF('DHW Bldg & Operation Data'!#REF!=\"\", \"\", 'DHW Bldg & Operation Data'!#REF!)","v":{"$error":"#REF!"}},{"$f":"IF('DHW Bldg & Operation Data'!#REF!=\"\", \"\", 'DHW Bldg & Operation Data'!#REF!)","v":{"$error":"#REF!"}},{"$f":"IF('DHW Bldg & Operation Data'!#REF!=\"\", \"\", 'DHW Bldg & Operation Data'!#REF!)","v":{"$error":"#REF!"}}]
[null,null,null,null,"14:00:00",0.54,0.19,0.09,0.05,0,0,0.82,0.24,0.01,0.35,0.45,0.4,0.54,0.19,0.09,0.35,0.45,0.4,0.61,0.6,0.36,0.83,0.03,0.05,0.43,0.04,0.04,0.53,0.78,0.78,0.53,0.78,0.78,{"$f":"IF('DHW Bldg & Operation Data'!#REF!=\"\", \"\", 'DHW Bldg & Operation Data'!#REF!)","v":{"$error":"#REF!"}},{"$f":"IF('DHW Bldg & Operation Data'!#REF!=\"\", \"\", 'DHW Bldg & Operation Data'!#REF!)","v":{"$error":"#REF!"}},{"$f":"IF('DHW Bldg & Operation Data'!#REF!=\"\", \"\", 'DHW Bldg & Operation Data'!#REF!)","v":{"$error":"#REF!"}}]
[null,null,null,null,"15:00:00",0.34,0.15,0.06,0.05,0,0,0.78,0.23,0.01,0.3,0.4,0.3,0.34,0.15,0.06,0.3,0.4,0.3,0.5,0.49,0.34,0.61,0.03,0.03,0.38,0.02,0.02,0.53,0.68,0.68,0.53,0.68,0.68,{"$f":"IF('DHW Bldg & Operation Data'!#REF!=\"\", \"\", 'DHW Bldg & Operation Data'!#REF!)","v":{"$error":"#REF!"}},{"$f":"IF('DHW Bldg & Operation Data'!#REF!=\"\", \"\", 'DHW Bldg & Operation Data'!#REF!)","v":{"$error":"#REF!"}},{"$f":"IF('DHW Bldg & Operation Data'!#REF!=\"\", \"\", 'DHW Bldg & Operation Data'!#REF!)","v":{"$error":"#REF!"}}]
[null,null,null,null,"16:00:00",0.33,0.12,0.04,0.05,0,0,0.74,0.23,0.01,0.3,0.4,0.3,0.33,0.12,0.04,0.3,0.4,0.3,0.45,0.48,0.35,0.65,0.03,0.03,0.4,0.02,0.02,0.5,0.57999999999999996,0.57999999999999996,0.5,0.57999999999999996,0.57999999999999996,{"$f":"IF('DHW Bldg & Operation Data'!#REF!=\"\", \"\", 'DHW Bldg & Operation Data'!#REF!)","v":{"$error":"#REF!"}},{"$f":"IF('DHW Bldg & Operation Data'!#REF!=\"\", \"\", 'DHW Bldg & Operation Data'!#REF!)","v":{"$error":"#REF!"}},{"$f":"IF('DHW Bldg & Operation Data'!#REF!=\"\", \"\", 'DHW Bldg & Operation Data'!#REF!)","v":{"$error":"#REF!"}}]
[null,null,null,null,"17:00:00",0.44,0.14000000000000001,0.04,0.05,0,0,0.63,0.23,0.01,0.3,0.35,0.3,0.44,0.14000000000000001,0.04,0.3,0.35,0.3,0.46,0.47,0.37,0.1,0.03,0.03,0.3,0.02,0.02,0.56000000000000005,0.56000000000000005,0.56000000000000005,0.56000000000000005,0.56000000000000005,0.56000000000000005,{"$f":"IF('DHW Bldg & Operation Data'!#REF!=\"\", \"\", 'DHW Bldg & Operation Data'!#REF!)","v":{"$error":"#REF!"}},{"$f":"IF('DHW Bldg & Operation Data'!#REF!=\"\", \"\", 'DHW Bldg & Operation Data'!#REF!)","v":{"$error":"#REF!"}},{"$f":"IF('DHW Bldg & Operation Data'!#REF!=\"\", \"\", 'DHW Bldg & Operation Data'!#REF!)","v":{"$error":"#REF!"}}]
[null,null,null,null,"18:00:00",0.26,7.0000000000000007E-2,0.04,0,0,0,0.41,0.1,0.01,0.4,0.4,0.4,0.26,7.0000000000000007E-2,0.04,0.4,0.4,0.4,0.47,0.46,0.34,0.1,0.03,0.03,0.18,0.02,0.02,0.69,0.55000000000000004,0.55000000000000004,0.69,0.55000000000000004,0.55000000000000004,{"$f":"IF('DHW Bldg & Operation Data'!#REF!=\"\", \"\", 'DHW Bldg & Operation Data'!#REF!)","v":{"$error":"#REF!"}},{"$f":"IF('DHW Bldg & Operation Data'!#REF!=\"\", \"\", 'DHW Bldg & Operation Data'!#REF!)","v":{"$error":"#REF!"}},{"$f":"IF('DHW Bldg & Operation Data'!#REF!=\"\", \"\", 'DHW Bldg & Operation Data'!#REF!)","v":{"$error":"#REF!"}}]
[null,null,null,null,"19:00:00",0.21,7.0000000000000007E-2,0.04,0,0,0,0.18,0.01,0.01,0.55000000000000004,0.55000000000000004,0.5,0.21,7.0000000000000007E-2,0.04,0.55000000000000004,0.55000000000000004,0.5,0.42,0.44,0.25,0.19,0.03,0.03,0.03,0.02,0.02,0.77,0.56999999999999995,0.56999999999999995,0.77,0.56999999999999995,0.56999999999999995,{"$f":"IF('DHW Bldg & Operation Data'!#REF!=\"\", \"\", 'DHW Bldg & Operation Data'!#REF!)","v":{"$error":"#REF!"}},{"$f":"IF('DHW Bldg & Operation Data'!#REF!=\"\", \"\", 'DHW Bldg & Operation Data'!#REF!)","v":{"$error":"#REF!"}},{"$f":"IF('DHW Bldg & Operation Data'!#REF!=\"\", \"\", 'DHW Bldg & Operation Data'!#REF!)","v":{"$error":"#REF!"}}]
[null,null,null,null,"20:00:00",0.15,7.0000000000000007E-2,0.04,0,0.65,0.65,0.18,0.01,0.01,0.6,0.55000000000000004,0.5,0.15,7.0000000000000007E-2,0.04,0.6,0.55000000000000004,0.5,0.34,0.36,0.27,0.25,0.03,0.03,0.03,0.02,0.02,0.81,0.55000000000000004,0.55000000000000004,0.81,0.55000000000000004,0.55000000000000004,{"$f":"IF('DHW Bldg & Operation Data'!#REF!=\"\", \"\", 'DHW Bldg & Operation Data'!#REF!)","v":{"$error":"#REF!"}},{"$f":"IF('DHW Bldg & Operation Data'!#REF!=\"\", \"\", 'DHW Bldg & Operation Data'!#REF!)","v":{"$error":"#REF!"}},{"$f":"IF('DHW Bldg & Operation Data'!#REF!=\"\", \"\", 'DHW Bldg & Operation Data'!#REF!)","v":{"$error":"#REF!"}}]
[null,null,null,null,"21:00:00",0.17,7.0000000000000007E-2,0.04,0,0.3,0.3,0.18,0.01,0.01,0.5,0.5,0.4,0.17,7.0000000000000007E-2,0.04,0.5,0.5,0.4,0.33,0.28999999999999998,0.21,0.22,0.03,0.03,0.03,0.02,0.02,0.75,0.49,0.49,0.75,0.49,0.49,{"$f":"IF('DHW Bldg & Operation Data'!#REF!=\"\", \"\", 'DHW Bldg & Operation Data'!#REF!)","v":{"$error":"#REF!"}},{"$f":"IF('DHW Bldg & Operation Data'!#REF!=\"\", \"\", 'DHW Bldg & Operation Data'!#REF!)","v":{"$error":"#REF!"}},{"$f":"IF('DHW Bldg & Operation Data'!#REF!=\"\", \"\", 'DHW Bldg & Operation Data'!#REF!)","v":{"$error":"#REF!"}}]
[null,null,null,null,"22:00:00",0.08,0.09,7.0000000000000007E-2,0,0,0,0.1,0.01,0.01,0.55000000000000004,0.55000000000000004,0.5,0.08,0.09,7.0000000000000007E-2,0.55000000000000004,0.55000000000000004,0.5,0.23,0.22,0.16,0.22,0.03,0.03,0.03,0.02,0.02,0.78,0.49,0.49,0.78,0.49,0.49,{"$f":"IF('DHW Bldg & Operation Data'!#REF!=\"\", \"\", 'DHW Bldg & Operation Data'!#REF!)","v":{"$error":"#REF!"}},{"$f":"IF('DHW Bldg & Operation Data'!#REF!=\"\", \"\", 'DHW Bldg & Operation Data'!#REF!)","v":{"$error":"#REF!"}},{"$f":"IF('DHW Bldg & Operation Data'!#REF!=\"\", \"\", 'DHW Bldg & Operation Data'!#REF!)","v":{"$error":"#REF!"}}]
[null,null,null,null,"23:00:00",0.05,0.05,0.04,0,0,0,0.01,0.01,0.01,0.45,0.4,0.4,0.05,0.05,0.04,0.45,0.4,0.4,0.13,0.16,0.1,0.12,0.03,0.03,0.03,0.02,0.02,0.79,0.44,0.44,0.79,0.44,0.44,{"$f":"IF('DHW Bldg & Operation Data'!#REF!=\"\", \"\", 'DHW Bldg & Operation Data'!#REF!)","v":{"$error":"#REF!"}},{"$f":"IF('DHW Bldg & Operation Data'!#REF!=\"\", \"\", 'DHW Bldg & Operation Data'!#REF!)","v":{"$error":"#REF!"}},{"$f":"IF('DHW Bldg & Operation Data'!#REF!=\"\", \"\", 'DHW Bldg & Operation Data'!#REF!)","v":{"$error":"#REF!"}}]
[null,null,null,null,"00:00:00",0.05,0.05,0.04,0,0,0,0.01,0.01,0.01,0.25,0.3,0.2,0.05,0.05,0.04,0.25,0.3,0.2,0.08,0.13,0.06,0.09,0.03,0.03,0.03,0.02,0.02,0.61,0.38,0.38,0.61,0.38,0.38,{"$f":"IF('DHW Bldg & Operation Data'!#REF!=\"\", \"\", 'DHW Bldg & Operation Data'!#REF!)","v":{"$error":"#REF!"}},{"$f":"IF('DHW Bldg & Operation Data'!#REF!=\"\", \"\", 'DHW Bldg & Operation Data'!#REF!)","v":{"$error":"#REF!"}},{"$f":"IF('DHW Bldg & Operation Data'!#REF!=\"\", \"\", 'DHW Bldg & Operation Data'!#REF!)","v":{"$error":"#REF!"}}]
[null,null,null,null,"*% of maximum load"]
[null,null,null,null,null,null,null,null,null,null,null,null,null,null,null,null,null,null,null,null,null,null,null,null,null,null,null,null,null,null,null,null,"*Residential/Multifamily/Custom are not from ASHRAE 90.1"]
[]
[]
[null,null,null,null,"Bldg Type","Rate","Unit","Help Text","LegacyBldgType","Recirculation Loss Factor","Column1",null,null,null,null,null,null,null,null,null,null,null,null,null,null,"Weekday Table"]
[null,null,null,null,"Assembly",7.0199999999999993E-3,"Sq Ft","Please enter the square footage of the building.","Assembly",0,null,null,null,null,null,null,null,null,null,null,null,null,null,null,"Hour","Office","Assembly","Health","Hotel/Motel","Light Manufacturing","Restaurant","Retail","School","Warehouse","Residential","Multifamily","Custom"]
[null,null,null,null,"Auto Repair",4.8899999999999994E-3,"Sq Ft","Please enter the square footage of the building.","Light Manufacturing",0,null,null,null,null,null,null,null,null,null,null,null,null,null,null,"01:00:00",0.05,0,0.01,0.2,0.05,0.2,0.04,0.05,0.02,0.33,0.33,{"$f":"AM4","v":{"$error":"#REF!"}}]
[null,null,null,null,"Big Box Retail",3.4300000000000003E-3,"Sq Ft","Please enter the square footage of the building.","Retail",0,null,null,null,null,null,null,null,null,null,null,null,null,null,null,"02:00:00",0.05,0,0.01,0.15,0.05,0.15,0.05,0.05,0.02,0.15,0.15,{"$f":"AM5","v":{"$error":"#REF!"}}]
[null,null,null,null,"Grocery",3.4300000000000003E-3,"Sq Ft","Please enter the square footage of the building.","Retail",0,null,null,null,null,null,null,null,null,null,null,null,null,null,null,"03:00:00",0.05,0,0.01,0.15,0.05,0.15,0.05,0.05,0.02,0.09,0.09,{"$error":"#REF!"}]
[null,null,null,null,"Hospital",5.4420000000000003E-2,"Sq Ft","Please enter the square footage of the building.","Health",0.25,null,null,null,null,null,null,null,null,null,null,null,null,null,null,"04:00:00",0.05,0,0.01,0.15,0.05,0,0.04,0.05,0.02,0.06,0.06,{"$error":"#REF!"},null,null,null,"Maximum Hourly fraction of GPD"]
[null,null,null,null,"Hotel",4.5520000000000005E-2,"Sq Ft","Please enter the square footage of the building.","Hotel/Motel",0.25,null,null,null,null,null,null,null,null,null,null,null,null,null,null,"05:00:00",0.05,0,0.01,0.2,0.05,0,0.04,0.05,0.05,0.06,0.06,{"$error":"#REF!"},null,null,null,"Building Type","Weekday","Saturday","Sunday","Max"]
[null,null,null,null,"Large Retail",3.4300000000000003E-3,"Sq Ft","Please enter the square footage of the building.","Retail",0,null,null,null,null,null,null,null,null,null,null,null,null,null,null,"06:00:00",0.08,0,0.01,0.25,0.08,0,0.04,0.05,7.0000000000000007E-2,0.11,0.11,{"$error":"#REF!"},null,null,null,"Office",0.10614525139664806,8.9843750000000056E-2,7.9646017699115029E-2,{"$f":"MAX(TableMaxHourlyFractionGPD[[#This Row],[Weekday]],TableMaxHourlyFractionGPD[[#This Row],[Saturday]],TableMaxHourlyFractionGPD[[#This Row],[Sunday]])","v":0.10614525139664806}]
[null,null,null,null,"Light Industrial",4.8899999999999994E-3,"Sq Ft","Please enter the square footage of the building.","Light Manufacturing",0,null,null,null,null,null,null,null,null,null,null,null,null,null,null,"07:00:00",7.0000000000000007E-2,0,0.01,0.5,7.0000000000000007E-2,0,0.04,0.05,7.0000000000000007E-2,0.37,0.37,{"$error":"#REF!"},null,null,null,"Assembly",0.49999999999999994,0.52,0.56521739130434778,{"$f":"MAX(TableMaxHourlyFractionGPD[[#This Row],[Weekday]],TableMaxHourlyFractionGPD[[#This Row],[Saturday]],TableMaxHourlyFractionGPD[[#This Row],[Sunday]])","v":0.56521739130434778}]
[null,null,null,null,"Motel",4.5520000000000005E-2,"Sq Ft","Please enter the square footage of the building.","Hotel/Motel",0.25,null,null,"changed to 0.25 on Nov-5-2024",null,null,null,null,null,null,null,null,null,null,null,"08:00:00",0.19,0,0.17,0.6,0.19,0.6,0.15,0.1,0.1,0.77,0.77,{"$error":"#REF!"},null,null,null,"Health",0.10472541507024268,0.12048192771084343,4.1666666666666657E-2,{"$f":"MAX(TableMaxHourlyFractionGPD[[#This Row],[Weekday]],TableMaxHourlyFractionGPD[[#This Row],[Saturday]],TableMaxHourlyFractionGPD[[#This Row],[Sunday]])","v":0.12048192771084343}]
[null,null,null,null,"Refrigerated Warehouse",9.3000000000000005E-4,"Sq Ft","Please enter the square footage of the building.","Warehouse",0,null,null,null,null,null,null,null,null,null,null,null,null,null,null,"09:00:00",0.35,0,0.57999999999999996,0.55000000000000004,0.35,0.55000000000000004,0.23,0.34,0.3,0.77,0.77,{"$error":"#REF!"},null,null,null,"Hotel/Motel",6.666666666666668E-2,5.9139784946236548E-2,6.1111111111111102E-2,{"$f":"MAX(TableMaxHourlyFractionGPD[[#This Row],[Weekday]],TableMaxHourlyFractionGPD[[#This Row],[Saturday]],TableMaxHourlyFractionGPD[[#This Row],[Sunday]])","v":6.666666666666668E-2}]
[null,null,null,null,"Religious",7.0199999999999993E-3,"Sq Ft","Please enter the square footage of the building.","Assembly",0,null,null,null,null,null,null,null,null,null,null,null,null,null,null,"10:00:00",0.38,0.05,0.66,0.45,0.38,0.45,0.32,0.6,0.36,0.65,0.65,{"$error":"#REF!"},null,null,null,"Light Manufacturing",0.10614525139664806,8.9843750000000056E-2,7.9646017699115029E-2,{"$f":"MAX(TableMaxHourlyFractionGPD[[#This Row],[Weekday]],TableMaxHourlyFractionGPD[[#This Row],[Saturday]],TableMaxHourlyFractionGPD[[#This Row],[Sunday]])","v":0.10614525139664806}]
[null,null,null,null,"Small Retail",3.4300000000000003E-3,"Sq Ft","Please enter the square footage of the building.","Retail",0,null,null,null,null,null,null,null,null,null,null,null,null,null,null,"11:00:00",0.39,0.05,0.78,0.4,0.39,0.4,0.41,0.63,0.36,0.67,0.67,{"$error":"#REF!"},null,null,null,"Restaurant",7.5949367088607597E-2,7.5342465753424667E-2,0.08,{"$f":"MAX(TableMaxHourlyFractionGPD[[#This Row],[Weekday]],TableMaxHourlyFractionGPD[[#This Row],[Saturday]],TableMaxHourlyFractionGPD[[#This Row],[Sunday]])","v":0.08}]
[null,null,null,null,"Warehouse",9.3000000000000005E-4,"Sq Ft","Please enter the square footage of the building.","Warehouse",0,null,null,null,null,null,null,null,null,null,null,null,null,null,null,"12:00:00",0.47,0.35,0.82,0.45,0.47,0.45,0.56999999999999995,0.72,0.46,0.67,0.67,{"$error":"#REF!"},null,null,null,"Retail",9.3655589123867067E-2,8.6956521739130432E-2,8.0610021786492375E-2,{"$f":"MAX(TableMaxHourlyFractionGPD[[#This Row],[Weekday]],TableMaxHourlyFractionGPD[[#This Row],[Saturday]],TableMaxHourlyFractionGPD[[#This Row],[Sunday]])","v":9.3655589123867067E-2}]
[null,null,null,null,"OTHER",4.8899999999999994E-3,"Sq Ft","Please enter the square footage of the building.","Custom",0,null,null,null,null,null,null,null,null,null,null,null,null,null,null,"13:00:00",0.56999999999999995,0.05,0.71,0.4,0.56999999999999995,0.4,0.62,0.79,0.56999999999999995,0.63,0.63,{"$error":"#REF!"},null,null,null,"School",0.12011577424023154,6.2499999999999986E-2,5.9523809523809514E-2,{"$f":"MAX(TableMaxHourlyFractionGPD[[#This Row],[Weekday]],TableMaxHourlyFractionGPD[[#This Row],[Saturday]],TableMaxHourlyFractionGPD[[#This Row],[Sunday]])","v":0.12011577424023154}]
[null,null,null,null,"Community College",1.9,"Students","Please enter the number of Students in the building.","School",0.25,null,null,null,null,null,null,null,null,null,null,null,null,null,null,"14:00:00",0.54,0.05,0.82,0.35,0.54,0.35,0.61,0.83,0.43,0.53,0.53,{"$error":"#REF!"},null,null,null,"Warehouse",0.13286713286713284,0.18681318681318679,7.69230769230769E-2,{"$f":"MAX(TableMaxHourlyFractionGPD[[#This Row],[Weekday]],TableMaxHourlyFractionGPD[[#This Row],[Saturday]],TableMaxHourlyFractionGPD[[#This Row],[Sunday]])","v":0.18681318681318679}]
[null,null,null,null,"Dormitory",17.2,"Residents","Please enter the number of Residents in the building.","Multifamily",0.25,null,null,null,null,null,null,null,null,null,null,null,null,null,null,"15:00:00",0.34,0.05,0.78,0.3,0.34,0.3,0.5,0.61,0.38,0.53,0.53,{"$error":"#REF!"},null,null,null,"Residential",6.4031620553359689E-2,7.874762808349145E-2,7.874762808349145E-2,{"$f":"MAX(TableMaxHourlyFractionGPD[[#This Row],[Weekday]],TableMaxHourlyFractionGPD[[#This Row],[Saturday]],TableMaxHourlyFractionGPD[[#This Row],[Sunday]])","v":7.874762808349145E-2}]
[null,null,null,null,"Elementary School",0.9,"Students","Please enter the number of Students in the building.","School",0.25,null,null,null,null,null,null,null,null,null,null,null,null,null,null,"16:00:00",0.33,0.05,0.74,0.3,0.33,0.3,0.45,0.65,0.4,0.5,0.5,{"$error":"#REF!"},null,null,null,"Multifamily",6.4031620553359689E-2,7.874762808349145E-2,7.874762808349145E-2,{"$f":"MAX(TableMaxHourlyFractionGPD[[#This Row],[Weekday]],TableMaxHourlyFractionGPD[[#This Row],[Saturday]],TableMaxHourlyFractionGPD[[#This Row],[Sunday]])","v":7.874762808349145E-2}]
[null,null,null,null,"High School",1.9,"Students","Please enter the number of Students in the building.","School",0.25,null,null,null,null,null,null,null,null,null,null,null,null,null,null,"17:00:00",0.44,0.05,0.63,0.3,0.44,0.3,0.46,0.1,0.3,0.56000000000000005,0.56000000000000005,{"$error":"#REF!"},null,null,null,"Custom",0.10614525139664806,8.9843750000000056E-2,7.9646017699115029E-2,{"$f":"MAX(TableMaxHourlyFractionGPD[[#This Row],[Weekday]],TableMaxHourlyFractionGPD[[#This Row],[Saturday]],TableMaxHourlyFractionGPD[[#This Row],[Sunday]])","v":0.10614525139664806}]
[null,null,null,null,"Large Office",1.1000000000000001,"Occupants","Please enter the number of Occupants in the building.","Office",0.25,null,null,null,null,null,null,null,null,null,null,null,null,null,null,"18:00:00",0.26,0,0.41,0.4,0.26,0.4,0.47,0.1,0.18,0.69,0.69,{"$error":"#REF!"}]
[null,null,null,null,"Small Office",1.1000000000000001,"Occupants","Please enter the number of Occupants in the building.","Office",0.25,null,null,null,null,null,null,null,null,null,null,null,null,null,null,"19:00:00",0.21,0,0.18,0.55000000000000004,0.21,0.55000000000000004,0.42,0.19,0.03,0.77,0.77,{"$error":"#REF!"}]
[null,null,null,null,"University",0.5,"Students","Please enter the number of Students in the building.","School",0.25,null,null,null,null,null,null,null,null,null,null,null,null,null,null,"20:00:00",0.15,0,0.18,0.6,0.15,0.6,0.34,0.25,0.03,0.81,0.81,{"$error":"#REF!"}]
[null,null,null,null,"Fast Food Restaurant",500,"Restaurants","Please enter the number of Restaurants in the building.","Restaurant",0.25,null,null,null,null,null,null,null,null,null,null,null,null,null,null,"21:00:00",0.17,0,0.18,0.5,0.17,0.5,0.33,0.22,0.03,0.75,0.75,{"$error":"#REF!"}]
[null,null,null,null,"Full-Service Restaurant",2500,"Restaurants","Please enter the number of Restaurants in the building.","Restaurant",0.25,null,null,null,null,null,null,null,null,null,null,null,null,null,null,"22:00:00",0.08,0,0.1,0.55000000000000004,0.08,0.55000000000000004,0.23,0.22,0.03,0.78,0.78,{"$error":"#REF!"}]
[null,null,null,null,"Single Family, Average",45,"Residence(s)","Please enter the number of residences served by the DHW unit.","Multifamily",0,null,null,null,null,null,null,null,null,null,null,null,null,null,null,"23:00:00",0.05,0,0.01,0.45,0.05,0.45,0.13,0.12,0.03,0.79,0.79,{"$error":"#REF!"}]
[null,null,null,null,"Single Family, 2-Person Household",34,"Residence(s)","Please enter the number of residences served by the DHW unit.","Multifamily",0,null,null,null,null,null,null,null,null,null,null,null,null,null,null,"00:00:00",0.05,0,0.01,0.25,0.05,0.25,0.08,0.09,0.03,0.61,0.61,{"$error":"#REF!"}]
[null,null,null,null,"Single Family, 4-Person Household",68,"Residence(s)","Please enter the number of residences served by the DHW unit.","Multifamily",0,null,null,null,null,null,null,null,null,null,null,null,null,null,null,"Max Percent of Full Load",{"$f":"MAX(TableWeekdayPctLookup[Office])","v":0.56999999999999995},{"$f":"MAX(TableWeekdayPctLookup[Assembly])","v":0.35},{"$f":"MAX(TableWeekdayPctLookup[Health])","v":0.82},{"$f":"MAX(TableWeekdayPctLookup[Hotel/Motel])","v":0.6},{"$f":"MAX(TableWeekdayPctLookup[Light Manufacturing])","v":0.56999999999999995},{"$f":"MAX(TableWeekdayPctLookup[Restaurant])","v":0.6},{"$f":"MAX(TableWeekdayPctLookup[Retail])","v":0.62},{"$f":"MAX(TableWeekdayPctLookup[School])","v":0.83},{"$f":"MAX(TableWeekdayPctLookup[Warehouse])","v":0.56999999999999995},{"$f":"MAX(TableWeekdayPctLookup[Residential])","v":0.81},{"$f":"MAX(TableWeekdayPctLookup[Multifamily])","v":0.81},{"$f":"MAX(TableWeekdayPctLookup[Custom])","v":{"$error":"#REF!"}}]
[null,null,null,null,"Multifamily, Specify # of Occupants",17,"Occupants","Please enter the number of Occupants in the building.","Multifamily",0.25,null,null,null,null,null,null,null,null,null,null,null,null,null,null,"Max Hourly Fraction of GPD",{"$f":"TableWeekdayPctLookup[[#Totals],[Office]]/SUM(Z34:Z57)","v":0.10614525139664806},{"$f":"TableWeekdayPctLookup[[#Totals],[Assembly]]/SUM(AA34:AA57)","v":0.49999999999999994},{"$f":"TableWeekdayPctLookup[[#Totals],[Health]]/SUM(AB34:AB57)","v":0.10472541507024268},{"$f":"TableWeekdayPctLookup[[#Totals],[Hotel/Motel]]/SUM(AC34:AC57)","v":6.666666666666668E-2},{"$f":"TableWeekdayPctLookup[[#Totals],[Light Manufacturing]]/SUM(AD34:AD57)","v":0.10614525139664806},{"$f":"TableWeekdayPctLookup[[#Totals],[Restaurant]]/SUM(AE34:AE57)","v":7.5949367088607597E-2},{"$f":"TableWeekdayPctLookup[[#Totals],[Retail]]/SUM(AF34:AF57)","v":9.3655589123867067E-2},{"$f":"TableWeekdayPctLookup[[#Totals],[School]]/SUM(AG34:AG57)","v":0.12011577424023154},{"$f":"TableWeekdayPctLookup[[#Totals],[Warehouse]]/SUM(AH34:AH57)","v":0.13286713286713284},{"$f":"TableWeekdayPctLookup[[#Totals],[Residential]]/SUM(AI34:AI57)","v":6.4031620553359689E-2},{"$f":"TableWeekdayPctLookup[[#Totals],[Multifamily]]/SUM(AJ34:AJ57)","v":6.4031620553359689E-2},{"$f":"TableWeekdayPctLookup[[#Totals],[Custom]]/SUM(AK34:AK57)","v":{"$error":"#REF!"}}]
[null,null,null,null,"Multifamily, Senior (1 occ/apt)",17,"Apartment Units","Please enter the number of Apartment Units in the building.","Multifamily",0.25]
[null,null,null,null,"Multifamily, Market (1.7 occ/apt)",29,"Apartment Units","Please enter the number of Apartment Units in the building.","Multifamily",0.25,null,null,null,null,null,null,null,null,null,null,null,null,null,null,null,"Saturday Table"]
[null,null,null,null,"Multifamily, Affordable (3.8 occ/apt)",65,"Apartment Units","Please enter the number of Apartment Units in the building.","Multifamily",0.25,null,null,null,null,null,null,null,null,null,null,null,null,null,null,"Hour","Office","Assembly","Health","Hotel/Motel","Light Manufacturing","Restaurant","Retail","School","Warehouse","Residential","Multifamily","Custom"]
[null,null,null,null,null,null,null,null,null,null,null,null,null,null,null,null,null,null,null,null,null,null,null,null,"01:00:00",0.05,0,0.01,0.2,0.05,0.2,0.11,0.03,0.02,0.28999999999999998,0.28999999999999998,{"$f":"AN4","v":{"$error":"#REF!"}}]
[null,null,null,"W/O F_recirc","With F_recirc",null,null,null,null,null,null,null,null,null,null,null,null,null,null,null,null,null,null,null,"02:00:00",0.05,0,0.01,0.15,0.05,0.15,0.1,0.03,0.02,0.19,0.19,{"$f":"AN5","v":{"$error":"#REF!"}}]
[null,null,null,1,{"$f":"D65*(1/(1-0.25))","v":1.3333333333333333},null,null,null,null,null,null,null,null,null,null,null,null,null,null,null,null,null,null,null,"03:00:00",0.05,0,0.01,0.15,0.05,0.15,0.08,0.03,0.02,0.11,0.11,{"$error":"#REF!"}]
[null,null,null,null,null,null,null,null,null,null,null,null,null,null,null,null,null,null,null,null,null,null,null,null,"04:00:00",0.05,0,0.01,0.15,0.05,0,0.06,0.03,0.02,0.06,0.06,{"$error":"#REF!"}]
[null,null,null,null,null,null,null,null,null,null,null,null,null,null,null,null,null,null,null,null,null,null,null,null,"05:00:00",0.05,0,0.01,0.2,0.05,0,0.06,0.03,0.02,0.05,0.05,{"$error":"#REF!"}]
[null,null,null,null,null,null,null,null,null,null,null,null,null,null,null,null,null,null,null,null,null,null,null,null,"06:00:00",0.08,0,0.01,0.25,0.08,0,0.06,0.03,0.02,0.08,0.08,{"$error":"#REF!"}]
[null,null,null,null,null,null,null,null,null,null,null,null,null,null,null,null,null,null,null,null,null,null,null,null,"07:00:00",7.0000000000000007E-2,0,0.01,0.4,7.0000000000000007E-2,0,7.0000000000000007E-2,0.03,0.02,0.14000000000000001,0.14000000000000001,{"$error":"#REF!"}]
[null,null,null,null,null,null,null,null,null,null,null,null,null,null,null,null,null,null,null,null,null,null,null,null,"08:00:00",0.11,0,0.01,0.5,0.11,0,0.2,0.03,0.02,0.23,0.23,{"$error":"#REF!"}]
[null,null,null,null,null,null,null,null,null,null,null,null,null,null,null,null,null,null,null,null,null,null,null,null,"09:00:00",0.15,0,0.2,0.5,0.15,0,0.24,0.03,0.06,0.34,0.34,{"$error":"#REF!"}]
[null,null,null,null,null,null,null,null,null,null,null,null,null,null,null,null,null,null,null,null,null,null,null,null,"10:00:00",0.21,0.05,0.28000000000000003,0.5,0.21,0.5,0.27,0.05,0.12,0.59,0.59,{"$error":"#REF!"}]
[null,null,null,null,null,null,null,null,null,null,null,null,null,null,null,null,null,null,null,null,null,null,null,null,"11:00:00",0.19,0.05,0.3,0.45,0.19,0.45,0.42,0.05,0.12,0.73,0.73,{"$error":"#REF!"}]
[null,null,null,null,null,null,null,null,null,null,null,null,null,null,null,null,null,null,null,null,null,null,null,null,"12:00:00",0.23,0.2,0.3,0.5,0.23,0.5,0.54,0.05,0.17,0.83,0.83,{"$error":"#REF!"}]
[null,null,null,null,null,null,null,null,null,null,null,null,null,null,null,null,null,null,null,null,null,null,null,null,"13:00:00",0.2,0,0.24,0.5,0.2,0.5,0.59,0.05,0.04,0.83,0.83,{"$error":"#REF!"}]
[null,null,null,null,null,null,null,null,null,null,null,null,null,null,null,null,null,null,null,null,null,null,null,null,"14:00:00",0.19,0,0.24,0.45,0.19,0.45,0.6,0.03,0.04,0.78,0.78,{"$error":"#REF!"}]
[null,null,null,null,null,null,null,null,null,null,null,null,null,null,null,null,null,null,null,null,null,null,null,null,"15:00:00",0.15,0,0.23,0.4,0.15,0.4,0.49,0.03,0.02,0.68,0.68,{"$error":"#REF!"}]
[null,null,null,null,null,null,null,null,null,null,null,null,null,null,null,null,null,null,null,null,null,null,null,null,"16:00:00",0.12,0,0.23,0.4,0.12,0.4,0.48,0.03,0.02,0.57999999999999996,0.57999999999999996,{"$error":"#REF!"}]
[null,null,null,null,null,null,null,null,null,null,null,null,null,null,null,null,null,null,null,null,null,null,null,null,"17:00:00",0.14000000000000001,0,0.23,0.35,0.14000000000000001,0.35,0.47,0.03,0.02,0.56000000000000005,0.56000000000000005,{"$error":"#REF!"}]
[null,null,null,null,null,null,null,null,null,null,null,null,null,null,null,null,null,null,null,null,null,null,null,null,"18:00:00",7.0000000000000007E-2,0,0.1,0.4,7.0000000000000007E-2,0.4,0.46,0.03,0.02,0.55000000000000004,0.55000000000000004,{"$error":"#REF!"}]
[null,null,null,null,null,null,null,null,null,null,null,null,null,null,null,null,null,null,null,null,null,null,null,null,"19:00:00",7.0000000000000007E-2,0,0.01,0.55000000000000004,7.0000000000000007E-2,0.55000000000000004,0.44,0.03,0.02,0.56999999999999995,0.56999999999999995,{"$error":"#REF!"}]
[null,null,null,null,null,null,null,null,null,null,null,null,null,null,null,null,null,null,null,null,null,null,null,null,"20:00:00",7.0000000000000007E-2,0.65,0.01,0.55000000000000004,7.0000000000000007E-2,0.55000000000000004,0.36,0.03,0.02,0.55000000000000004,0.55000000000000004,{"$error":"#REF!"}]
[null,null,null,null,null,null,null,null,null,null,null,null,null,null,null,null,null,null,null,null,null,null,null,null,"21:00:00",7.0000000000000007E-2,0.3,0.01,0.5,7.0000000000000007E-2,0.5,0.28999999999999998,0.03,0.02,0.49,0.49,{"$error":"#REF!"}]
[null,null,null,null,null,null,null,null,null,null,null,null,null,null,null,null,null,null,null,null,null,null,null,null,"22:00:00",0.09,0,0.01,0.55000000000000004,0.09,0.55000000000000004,0.22,0.03,0.02,0.49,0.49,{"$error":"#REF!"}]
[null,null,null,null,null,null,null,null,null,null,null,null,null,null,null,null,null,null,null,null,null,null,null,null,"23:00:00",0.05,0,0.01,0.4,0.05,0.4,0.16,0.03,0.02,0.44,0.44,{"$error":"#REF!"}]
[null,null,null,null,null,null,null,null,null,null,null,null,null,null,null,null,null,null,null,null,null,null,null,null,"00:00:00",0.05,0,0.01,0.3,0.05,0.3,0.13,0.03,0.02,0.38,0.38,{"$error":"#REF!"}]
[null,null,null,null,null,null,null,null,null,null,null,null,null,null,null,null,null,null,null,null,null,null,null,null,"Max Percent of Full Load",{"$f":"MAX(TableSatPctLookup[Office])","v":0.23},{"$f":"MAX(TableSatPctLookup[Assembly])","v":0.65},{"$f":"MAX(TableSatPctLookup[Health])","v":0.3},{"$f":"MAX(TableSatPctLookup[Hotel/Motel])","v":0.55000000000000004},{"$f":"MAX(TableSatPctLookup[Light Manufacturing])","v":0.23},{"$f":"MAX(TableSatPctLookup[Restaurant])","v":0.55000000000000004},{"$f":"MAX(TableSatPctLookup[Retail])","v":0.6},{"$f":"MAX(TableSatPctLookup[School])","v":0.05},{"$f":"MAX(TableSatPctLookup[Warehouse])","v":0.17},{"$f":"MAX(TableSatPctLookup[Residential])","v":0.83},{"$f":"MAX(TableSatPctLookup[Multifamily])","v":0.83},{"$f":"MAX(TableSatPctLookup[Custom])","v":{"$error":"#REF!"}}]
[null,null,null,null,null,null,null,null,null,null,null,null,null,null,null,null,null,null,null,null,null,null,null,null,"Max Hourly Fraction of GPD",{"$f":"TableSatPctLookup[[#Totals],[Office]]/SUM(Z63:Z86)","v":8.9843750000000056E-2},{"$f":"TableSatPctLookup[[#Totals],[Assembly]]/SUM(AA63:AA86)","v":0.52},{"$f":"TableSatPctLookup[[#Totals],[Health]]/SUM(AB63:AB86)","v":0.12048192771084343},{"$f":"TableSatPctLookup[[#Totals],[Hotel/Motel]]/SUM(AC63:AC86)","v":5.9139784946236548E-2},{"$f":"TableSatPctLookup[[#Totals],[Light Manufacturing]]/SUM(AD63:AD86)","v":8.9843750000000056E-2},{"$f":"TableSatPctLookup[[#Totals],[Restaurant]]/SUM(AE63:AE86)","v":7.5342465753424667E-2},{"$f":"TableSatPctLookup[[#Totals],[Retail]]/SUM(AF63:AF86)","v":8.6956521739130432E-2},{"$f":"TableSatPctLookup[[#Totals],[School]]/SUM(AG63:AG86)","v":6.2499999999999986E-2},{"$f":"TableSatPctLookup[[#Totals],[Warehouse]]/SUM(AH63:AH86)","v":0.18681318681318679},{"$f":"TableSatPctLookup[[#Totals],[Residential]]/SUM(AI63:AI86)","v":7.874762808349145E-2},{"$f":"TableSatPctLookup[[#Totals],[Multifamily]]/SUM(AJ63:AJ86)","v":7.874762808349145E-2},{"$f":"TableSatPctLookup[[#Totals],[Custom]]/SUM(AK63:AK86)","v":{"$error":"#REF!"}}]
[]
[null,null,null,null,null,null,null,null,null,null,null,null,null,null,null,null,null,null,null,null,null,null,null,null,null,"Sunday Table"]
[null,null,null,null,null,null,null,null,null,null,null,null,null,null,null,null,null,null,null,null,null,null,null,null,"Hour","Office","Assembly","Health","Hotel/Motel","Light Manufacturing","Restaurant","Retail","School","Warehouse","Residential","Multifamily","Custom"]
[null,null,null,null,null,null,null,null,null,null,null,null,null,null,null,null,null,null,null,null,null,null,null,null,"01:00:00",0.04,0,0.01,0.25,0.04,0.25,7.0000000000000007E-2,0.03,0.02,0.28999999999999998,0.28999999999999998,{"$f":"AO4","v":{"$error":"#REF!"}}]
[null,null,null,null,null,null,null,null,null,null,null,null,null,null,null,null,null,null,null,null,null,null,null,null,"02:00:00",0.04,0,0.01,0.2,0.04,0.2,7.0000000000000007E-2,0.03,0.02,0.19,0.19,{"$f":"AO5","v":{"$error":"#REF!"}}]
[null,null,null,null,null,null,null,null,null,null,null,null,null,null,null,null,null,null,null,null,null,null,null,null,"03:00:00",0.04,0,0.01,0.2,0.04,0.2,7.0000000000000007E-2,0.03,0.02,0.11,0.11,{"$error":"#REF!"}]
[null,null,null,null,null,null,null,null,null,null,null,null,null,null,null,null,null,null,null,null,null,null,null,null,"04:00:00",0.04,0,0.01,0.2,0.04,0,0.06,0.03,0.02,0.06,0.06,{"$error":"#REF!"}]
[null,null,null,null,null,null,null,null,null,null,null,null,null,null,null,null,null,null,null,null,null,null,null,null,"05:00:00",0.04,0,0.01,0.2,0.04,0,0.06,0.03,0.02,0.05,0.05,{"$error":"#REF!"}]
[null,null,null,null,null,null,null,null,null,null,null,null,null,null,null,null,null,null,null,null,null,null,null,null,"06:00:00",7.0000000000000007E-2,0,0.01,0.3,7.0000000000000007E-2,0,0.06,0.03,0.02,0.08,0.08,{"$error":"#REF!"}]
[null,null,null,null,null,null,null,null,null,null,null,null,null,null,null,null,null,null,null,null,null,null,null,null,"07:00:00",0.04,0,0.01,0.5,0.04,0,7.0000000000000007E-2,0.03,0.02,0.14000000000000001,0.14000000000000001,{"$error":"#REF!"}]
[null,null,null,null,null,null,null,null,null,null,null,null,null,null,null,null,null,null,null,null,null,null,null,null,"08:00:00",0.04,0,0.01,0.5,0.04,0,0.1,0.03,0.02,0.23,0.23,{"$error":"#REF!"}]
[null,null,null,null,null,null,null,null,null,null,null,null,null,null,null,null,null,null,null,null,null,null,null,null,"09:00:00",0.04,0,0.01,0.5,0.04,0,0.12,0.05,0.02,0.34,0.34,{"$error":"#REF!"}]
[null,null,null,null,null,null,null,null,null,null,null,null,null,null,null,null,null,null,null,null,null,null,null,null,"10:00:00",0.04,0.05,0.01,0.55000000000000004,0.04,0,0.14000000000000001,0.05,0.02,0.59,0.59,{"$error":"#REF!"}]
[null,null,null,null,null,null,null,null,null,null,null,null,null,null,null,null,null,null,null,null,null,null,null,null,"11:00:00",0.04,0.05,0.01,0.5,0.04,0.5,0.28999999999999998,0.05,0.02,0.73,0.73,{"$error":"#REF!"}]
[null,null,null,null,null,null,null,null,null,null,null,null,null,null,null,null,null,null,null,null,null,null,null,null,"12:00:00",0.06,0.1,0.01,0.5,0.06,0.5,0.31,0.05,0.02,0.83,0.83,{"$error":"#REF!"}]
[null,null,null,null,null,null,null,null,null,null,null,null,null,null,null,null,null,null,null,null,null,null,null,null,"13:00:00",0.06,0,0.01,0.4,0.06,0.4,0.36,0.05,0.04,0.83,0.83,{"$error":"#REF!"}]
[null,null,null,null,null,null,null,null,null,null,null,null,null,null,null,null,null,null,null,null,null,null,null,null,"14:00:00",0.09,0,0.01,0.4,0.09,0.4,0.36,0.05,0.04,0.78,0.78,{"$error":"#REF!"}]
[null,null,null,null,null,null,null,null,null,null,null,null,null,null,null,null,null,null,null,null,null,null,null,null,"15:00:00",0.06,0,0.01,0.3,0.06,0.3,0.34,0.03,0.02,0.68,0.68,{"$error":"#REF!"}]
[null,null,null,null,null,null,null,null,null,null,null,null,null,null,null,null,null,null,null,null,null,null,null,null,"16:00:00",0.04,0,0.01,0.3,0.04,0.3,0.35,0.03,0.02,0.57999999999999996,0.57999999999999996,{"$error":"#REF!"}]
[null,null,null,null,null,null,null,null,null,null,null,null,null,null,null,null,null,null,null,null,null,null,null,null,"17:00:00",0.04,0,0.01,0.3,0.04,0.3,0.37,0.03,0.02,0.56000000000000005,0.56000000000000005,{"$error":"#REF!"}]
[null,null,null,null,null,null,null,null,null,null,null,null,null,null,null,null,null,null,null,null,null,null,null,null,"18:00:00",0.04,0,0.01,0.4,0.04,0.4,0.34,0.03,0.02,0.55000000000000004,0.55000000000000004,{"$error":"#REF!"}]
[null,null,null,null,null,null,null,null,null,null,null,null,null,null,null,null,null,null,null,null,null,null,null,null,"19:00:00",0.04,0,0.01,0.5,0.04,0.5,0.25,0.03,0.02,0.56999999999999995,0.56999999999999995,{"$error":"#REF!"}]
[null,null,null,null,null,null,null,null,null,null,null,null,null,null,null,null,null,null,null,null,null,null,null,null,"20:00:00",0.04,0.65,0.01,0.5,0.04,0.5,0.27,0.03,0.02,0.55000000000000004,0.55000000000000004,{"$error":"#REF!"}]
[null,null,null,null,null,null,null,null,null,null,null,null,null,null,null,null,null,null,null,null,null,null,null,null,"21:00:00",0.04,0.3,0.01,0.4,0.04,0.4,0.21,0.03,0.02,0.49,0.49,{"$error":"#REF!"}]
[null,null,null,null,null,null,null,null,null,null,null,null,null,null,null,null,null,null,null,null,null,null,null,null,"22:00:00",7.0000000000000007E-2,0,0.01,0.5,7.0000000000000007E-2,0.5,0.16,0.03,0.02,0.49,0.49,{"$error":"#REF!"}]
[null,null,null,null,null,null,null,null,null,null,null,null,null,null,null,null,null,null,null,null,null,null,null,null,"23:00:00",0.04,0,0.01,0.4,0.04,0.4,0.1,0.03,0.02,0.44,0.44,{"$error":"#REF!"}]
[null,null,null,null,null,null,null,null,null,null,null,null,null,null,null,null,null,null,null,null,null,null,null,null,"00:00:00",0.04,0,0.01,0.2,0.04,0.2,0.06,0.03,0.02,0.38,0.38,{"$error":"#REF!"}]
[null,null,null,null,null,null,null,null,null,null,null,null,null,null,null,null,null,null,null,null,null,null,null,null,"Max Percent of Full Load",{"$f":"MAX(TableSunPctLookup[Office])","v":0.09},{"$f":"MAX(TableSunPctLookup[Assembly])","v":0.65},{"$f":"MAX(TableSunPctLookup[Health])","v":0.01},{"$f":"MAX(TableSunPctLookup[Hotel/Motel])","v":0.55000000000000004},{"$f":"MAX(TableSunPctLookup[Light Manufacturing])","v":0.09},{"$f":"MAX(TableSunPctLookup[Restaurant])","v":0.5},{"$f":"MAX(TableSunPctLookup[Retail])","v":0.37},{"$f":"MAX(TableSunPctLookup[School])","v":0.05},{"$f":"MAX(TableSunPctLookup[Warehouse])","v":0.04},{"$f":"MAX(TableSunPctLookup[Residential])","v":0.83},{"$f":"MAX(TableSunPctLookup[Multifamily])","v":0.83},{"$f":"MAX(TableSunPctLookup[Custom])","v":{"$error":"#REF!"}}]
[null,null,null,null,null,null,null,null,null,null,null,null,null,null,null,null,null,null,null,null,null,null,null,null,"Max Hourly Fraction of GPD",{"$f":"TableSunPctLookup[[#Totals],[Office]]/SUM(Z92:Z115)","v":7.9646017699115029E-2},{"$f":"TableSunPctLookup[[#Totals],[Assembly]]/SUM(AA92:AA115)","v":0.56521739130434778},{"$f":"TableSunPctLookup[[#Totals],[Health]]/SUM(AB92:AB115)","v":4.1666666666666657E-2},{"$f":"TableSunPctLookup[[#Totals],[Hotel/Motel]]/SUM(AC92:AC115)","v":6.1111111111111102E-2},{"$f":"TableSunPctLookup[[#Totals],[Light Manufacturing]]/SUM(AD92:AD115)","v":7.9646017699115029E-2},{"$f":"TableSunPctLookup[[#Totals],[Restaurant]]/SUM(AE92:AE115)","v":0.08},{"$f":"TableSunPctLookup[[#Totals],[Retail]]/SUM(AF92:AF115)","v":8.0610021786492375E-2},{"$f":"TableSunPctLookup[[#Totals],[School]]/SUM(AG92:AG115)","v":5.9523809523809514E-2},{"$f":"TableSunPctLookup[[#Totals],[Warehouse]]/SUM(AH92:AH115)","v":7.69230769230769E-2},{"$f":"TableSunPctLookup[[#Totals],[Residential]]/SUM(AI92:AI115)","v":7.874762808349145E-2},{"$f":"TableSunPctLookup[[#Totals],[Multifamily]]/SUM(AJ92:AJ115)","v":7.874762808349145E-2},{"$f":"TableSunPctLookup[[#Totals],[Custom]]/SUM(AK92:AK115)","v":{"$error":"#REF!"}}]

{"sheet":"Worksheet Data","index":12,"n_rows":91,"n_cols":54,"rows_kept":91,"cut":false,"hidden":true,"merged":[[21,14,21,15],[0,40,0,46],[1,2,1,9],[0,2,0,9],[0,20,0,22]]}
["Inputs Tab",null,"2020 ECCCNYS - Table C404.2 - Minimum Efficiency Requirements",null,null,null,null,null,null,null,null,null,"ACCA Location","ASHRAE Climate Zone","Tmain","From TRM Tmain (not used currently)",null,null,"Baseline Utilities","Occupancy Selection","Conversion rates used",null,null,null,null,null,null,null,null,"Applicable Technology Types","Code","Category","Heating Section List","EUL",null,"Equipment Location Space Type",null,null,"Resi/Multifamily","Daily","Peak Durations",null,null,null,null,null,null,null,null,"ASHRAE main temp"]
[null,null,"Water Heating Equipment",null,null,null,null,null,null,null,null,null,"NYC Laguardia","4A",{"$f":"AVERAGE($AZ$26:$AZ$37)","v":61.741666666666653},61.4,null,null,"Electricity","ASHRAE","1 MMBtu = 10 therms",null,10,null,null,null,null,null,null,"Non-NEEP Listed Cold Climate Mini-Split Heat Pump","ccMSHP","4a","ListCat4_ccASHP_MSHP",15,null,"Conditioned",null,null,"Demand Type","Average Day","5 min","15 min","30 min","1 hr","2 hr","3 hr","24 hr"]
[null,null,"Table","Unique ID","Equipment Type","Size Category","Subcategory or Rating Condition","Minimum Efficiency","Volume Multiplier","Minimum Efficiency Units",null,null,"NYC JFK","4A",{"$f":"AVERAGE($AZ$26:$AZ$37)","v":61.741666666666653},61.4,null,null,"Natural Gas","Custom","1 MMBtu = 293.083 kWh",null,{"$f":"10^6/(3412)","v":293.08323563892145},null,null,null,null,null,null,"Non-NEEP Listed Cold Climate Single Package Air Source Heat Pump","ccASHP","4a","ListCat4_ccASHP_MSHP",15,null,"Un-Conditioned",null,null,"Low",14,0.4,1,1.7,2.8,4.5,6.1,20]
[null,null,"Water Heating Equipment",{"$f":"CONCATENATE(E4,\"/ \",F4,\"/\",G4)","v":"Gas Storage Water Heaters/ <= 75,000 Btu/h/>= 20 gals and <= 55 gals"},"Gas Storage Water Heaters","<= 75,000 Btu/h",">= 20 gals and <= 55 gals",0.67500000000000004,-1.5E-3,"Energy Factor",null,null,"NYC Central Park","4A",{"$f":"AVERAGE($AZ$26:$AZ$37)","v":61.741666666666653},61.4,null,null,"Oil",null,null,null,null,null,null,null,null,null,null,"Large COM HPWH > 80 gal","Large HPWH",6,"ListCat6_HPWH",13,null,"Type of Conditioned",null,null,"Medium",30,0.7,1.7,2.9,4.8,8,11,49]
[null,null,"Water Heating Equipment","Gas Storage Water Heaters/ <= 75,000 Btu/h/> 55 gals and <= 100 gals","Gas Storage Water Heaters","<= 75,000 Btu/h","> 55 gals and <= 100 gals",0.80120000000000002,-7.7999999999999999E-4,"Energy Factor",null,null,"White Plains WCA","4A",{"$f":"AVERAGE($AZ$26:$AZ$37)","v":61.741666666666653},null,null,null,"Propane",null,null,null,null,null,null,null,null,null,null,"Large Air-Source HP","Large AWHP",6,"ListCat6_AWHP",15,null,"Heating Only",null,null,"High",54,1.2,3,5.0999999999999996,8.5,14.5,19,90]
[null,null,"Water Heating Equipment","Gas Storage Water Heaters/ > 75,000 Btu/h and <= 155,000 Btu/h/< 4,000 Btu/h/gal","Gas Storage Water Heaters","> 75,000 Btu/h and <= 155,000 Btu/h","< 4,000 Btu/h/gal",0.8,0,"Thermal Efficiency",null,null,"Islip","4A",{"$f":"AVERAGE($AZ$26:$AZ$37)","v":61.741666666666653},null,null,null,"District Steam",null,null,null,null,null,null,null,null,null,null,"Large Water-Source HP Estar 1ph","Large WWHP1",6,"ListCat6_WWHP1",25,null,"Cooling Only",null,null,"Custom"]
[null,null,"Water Heating Equipment","Gas Storage Water Heaters/ > 155,000 Btu/h/< 4,000 Btu/h/gal","Gas Storage Water Heaters","> 155,000 Btu/h","< 4,000 Btu/h/gal",0.8,0,"Thermal Efficiency",null,null,"Poughkeepsie","5A",{"$f":"AVERAGE($BA$26:$BA$37)","v":55.824999999999996},55.8,null,null,"Other",null,null,null,null,null,null,null,null,null,null,"Large Water-Source HP Code 3ph","Large WWHP3",6,"ListCat6_WWHP3",25,null,"Heating and Cooling",null,null,"hr equivalent","-",{"$f":"5/60","v":8.3333333333333329E-2},{"$f":"15/60","v":0.25},{"$f":"30/60","v":0.5},1,2,3,24]
[null,null,"Water Heating Equipment","Instantaneous Gas Water Heaters/ > 50,000 Btu/h and \n< 200,000 Btu/hr/>= 4,000 Btu/h/gal and < 2 gal","Instantaneous Gas Water Heaters","> 50,000 Btu/h and \n< 200,000 Btu/hr",">= 4,000 Btu/h/gal and < 2 gal",0.82,-1.9E-3,"Energy Factor",null,null,"Binghamton","6A",{"$f":"AVERAGE($BB$26:$BB$37)","v":52.133333333333347},52.3]
[null,null,"Water Heating Equipment","Instantaneous Gas Water Heaters/ >= 200,000 Btu/h/>= 4,000 Btu/h/gal and < 10 gal","Instantaneous Gas Water Heaters",">= 200,000 Btu/h",">= 4,000 Btu/h/gal and < 10 gal",0.8,0,"Thermal Efficiency",null,null,"Albany","5A",{"$f":"AVERAGE($BA$26:$BA$37)","v":55.824999999999996},54.3,null,null,null,null,null,null,null,null,null,null,null,null,null,null,null,null,null,null,null,null,null,null,null,null,null,"*demand in gal/person at 120°F"]
[null,null,"Water Heating Equipment","Instantaneous Gas Water Heaters/ >= 200,000 Btu/h/>= 4,000 Btu/h/gal and >= 10 gal","Instantaneous Gas Water Heaters",">= 200,000 Btu/h",">= 4,000 Btu/h/gal and >= 10 gal",0.8,0,"Thermal Efficiency",null,null,"Syracuse","5A",{"$f":"AVERAGE($BA$26:$BA$37)","v":55.824999999999996},54.3]
[null,null,"Water Heating Equipment","Oil Storage Water Heaters/ <= 105,000 Btu/h/>= 20 gals and <= 50 gals","Oil Storage Water Heaters","<= 105,000 Btu/h",">= 20 gals and <= 50 gals",0.68,-1.9E-3,"Energy Factor",null,null,"Buffalo","5A",{"$f":"AVERAGE($BA$26:$BA$37)","v":55.824999999999996},54.3]
[null,null,"Water Heating Equipment","Oil Storage Water Heaters/ > 105,000 Btu/h/< 4,000 Btu/h/gal","Oil Storage Water Heaters","> 105,000 Btu/h","< 4,000 Btu/h/gal",0.8,0,"Thermal Efficiency",null,null,"Rochester","5A",{"$f":"AVERAGE($BA$26:$BA$37)","v":55.824999999999996}]
[null,null,"Water Heating Equipment","Instantaneous Oil Water Heaters/ <= 210,000 Btu/h/>= 4,000 Btu/h/gal and < 2 gal","Instantaneous Oil Water Heaters","<= 210,000 Btu/h",">= 4,000 Btu/h/gal and < 2 gal",0.59,-1.9E-3,"Energy Factor",null,null,"Massena","6A",{"$f":"AVERAGE($BB$26:$BB$37)","v":52.133333333333347},49.5,null,null,null,null,null,null,null,null,null,null,null,null,null,null,null,null,null,null,null,null,null,null,"Other building types"]
[null,null,"Water Heating Equipment","Instantaneous Oil Water Heaters/ > 210,000 Btu/h/>= 4,000 Btu/h/gal and < 10 gal","Instantaneous Oil Water Heaters","> 210,000 Btu/h",">= 4,000 Btu/h/gal and < 10 gal",0.8,0,"Thermal Efficiency",null,null,null,null,null,null,null,null,null,null,null,null,null,null,null,null,null,null,null,"Small Air-Source HPWH ≤ 120 gal","Small HPWH",5,"ListCat5_HPWH",null,null,null,null,null,"Adapted from TABLE G-C in ASHRAE 90.1 - 2013 User's Manual "]
[null,null,"Water Heating Equipment","Instantaneous Oil Water Heaters/ > 210,000 Btu/h/>= 4,000 Btu/h/gal and >= 10 gal","Instantaneous Oil Water Heaters","> 210,000 Btu/h",">= 4,000 Btu/h/gal and >= 10 gal",0.78,0,"Thermal Efficiency",null,null,null,null,null,null,null,null,null,null,null,null,null,null,null,null,null,null,null,null,null,null,null,null,null,null,null,null,"Building Type","Occupant Density (ft^2/person)*","Service Hot Water Consumption (Btu/h-person)"]
[null,null,"Water Heating Equipment","Hot Water Supply Boilers, gas and oil/ >= 300,000 Btu/h and < 12,500,000 Btu/h/>= 4,000 Btu/h/gal and < 10 gal","Hot Water Supply Boilers, gas and oil",">= 300,000 Btu/h and < 12,500,000 Btu/h",">= 4,000 Btu/h/gal and < 10 gal",0.8,0,"Thermal Efficiency",null,null,null,null,null,null,null,null,null,null,null,null,null,null,null,null,null,null,null,null,null,null,null,null,null,null,null,null,"Office",275,175]
[null,null,"Water Heating Equipment","Hot Water Supply Boilers, gas/ >= 300,000 Btu/h and <12,500,000 Btu/h/>= 4,000 Btu/h/gal and >= 10 gal","Hot Water Supply Boilers, gas",">= 300,000 Btu/h and <12,500,000 Btu/h",">= 4,000 Btu/h/gal and >= 10 gal",0.8,0,"Thermal Efficiency",null,null,null,null,null,null,null,null,null,null,null,null,null,null,null,null,null,null,null,null,null,null,null,null,null,null,null,null,"Assembly",50,215]
[null,null,"Water Heating Equipment","Hot Water Supply Boilers, oil/ > 300,000 Btu/h and < 12,500,000 Btu/h/>= 4,000 Btu/h/gal and > 10 gal","Hot Water Supply Boilers, oil","> 300,000 Btu/h and < 12,500,000 Btu/h",">= 4,000 Btu/h/gal and > 10 gal",0.78,0,"Thermal Efficiency","Typical Size (gal)",null,null,null,null,null,null,null,null,null,null,null,null,"Incentives (deleted data here which was not used)",null,null,null,null,null,null,null,null,null,null,null,null,null,null,"Health",200,135]
[null,null,"Water Heating Equipment",{"$f":"CONCATENATE(E19,\"/ \",F19,\"/\",G19)","v":"Electric Water Heaters/ <=24 amps, <= 250 volts/Heat pump, 55 to 120 gals (med use)"},"Electric Water Heaters","<=24 amps, <= 250 volts","Heat pump, 55 to 120 gals (med use)",{"$f":"2.1171 + I19*K19","v":2.0267000000000004},-1.1299999999999999E-3,"Energy Factor",80,null,null,null,null,null,null,null,null,null,null,null,null,null,null,null,null,null,null,null,null,null,null,null,null,null,null,null,"Hotel/Motel",250,1110]
[null,null,"Water Heating Equipment","Electric Water Heaters/ <12 kW/Resistance, >=20 gals and <=55 gals","Electric Water Heaters","<12 kW","Resistance, >=20 gals and <=55 gals",{"$f":"0.96+I20*K20","v":0.94799999999999995},-2.9999999999999997E-4,"Energy Factor",40,null,null,null,null,null,null,null,null,null,null,null,null,null,null,"Central Hudson","Con Edison","National Grid","NYSEG/RGE","Orange & Rockland",null,null,null,null,null,null,null,null,"Light Manufacturing",750,225]
[null,null,"Water Heating Equipment","Electric Water Heaters/ <12 kW/Grid-enabled, > 75 gals and <=120 gals","Electric Water Heaters","<12 kW","Grid-enabled, > 75 gals and <=120 gals",{"$f":"1.061+I21*K21","v":0.92659999999999987},-1.6800000000000001E-3,"Energy Factor",80,null,"NY State Design Temperatures",null,null,null,null,null,null,null,null,null,null,null,null,null,null,null,null,null,null,null,null,null,null,null,null,null,"Restaurant",100,390]
[null,null,"Water Heating Equipment","Electric Water Heaters/ >12 kW/Resistance","Electric Water Heaters",">12 kW","Resistance",0.3,null,"%h","can be deleted",null,null,null,"2017 ASHRAE",null,null,null,null,null,null,null,null,null,null,null,null,null,null,null,null,null,null,null,null,null,null,null,"Retail",300,135]
[null,null,"Water Heating Equipment","Electric Water Heaters/ <=24 amps and \n<= 250 volts/Heat pump, >55 gals and <= 120 gals","Electric Water Heaters","<=24 amps and \n<= 250 volts","Heat pump, >55 gals and <= 120 gals",2.0569999999999999,-1.1299999999999999E-3,"Energy Factor","can be deleted",null,"ASHRAE 2017 Weather Station Name","City Name","99% heating","1% cooling","Closest ACCA Weather Station",null,null,null,null,null,null,null,null,null,null,null,null,null,null,null,null,null,null,null,null,null,"School",75,215]
[null,null,"Water Heating Equipment","Pool heaters, gas and oil/ All/-","Pool heaters, gas and oil","All","-",0.82,0,"Thermal Efficiency","can be deleted",null,"ALBANY INTL","Albany",4.7,86.1,"Albany",null,null,null,null,null,null,null,null,null,null,null,null,null,null,null,null,null,null,null,null,null,"Warehouse",15000,225]
[null,null,"Water Heating Equipment","Heat Pump Pool Heaters/ All/-","Heat Pump Pool Heaters","All","-",4,null,"COP","can be deleted",null,"GREATER BINGHAMTON AP","Binghamton",4.5,82.3,"Binghamton",null,null,null,null,null,null,null,null,null,null,null,null,null,null,null,null,null,null,null,null,null,null,"*Values are in square foot of conditioned floor",null,null,null,null,null,null,null,null,null,"Month","Mon","4A","5A","6A"]
[null,null,"Water Heating Equipment","Unfired Storage Tanks/ All/-","Unfired Storage Tanks","All","-","R-12.5",null,"Minimum Insulation","can be deleted",null,"BUFFALO NIAGARA INTL","Buffalo",7.4,83.9,"Buffalo",null,null,null,null,null,null,null,null,null,null,null,null,null,null,null,null,null,null,null,null,null,null,null,null,null,null,null,null,null,null,null,null,"2022-01-01",{"$f":"TEXT(AX26,\"mm\")","v":"01"},50.8,45.5,43.1]
[null,null,null,null,null,null,null,null,null,null,null,null,"REPUBLIC AP","Central Long Island",17,86.3,"Islip",null,null,null,null,null,null,null,null,null,null,null,null,null,null,null,null,null,null,null,null,null,null,null,null,null,null,null,null,null,null,null,null,"2022-02-01",{"$f":"TEXT(AX27,\"mm\")","v":"02"},50,44.1,41.6]
[null,null,null,null,null,null,null,null,null,null,null,null,"ELMIRA CORNING REGIONAL","Elmira",4.8,86.4,"Syracuse",null,null,null,null,null,null,null,null,null,null,null,null,null,null,null,null,null,null,null,null,null,null,null,null,null,null,null,null,null,null,null,null,"2022-03-01","03",52.2,45.8,42.7]
[null,null,null,null,null,null,null,null,null,null,null,null,"WHEELER-SACK AAF","Fort Drum",-4.4000000000000004,83.6,"Syracuse",null,null,null,null,null,null,null,null,null,null,null,null,null,null,null,null,null,null,null,null,null,null,null,null,null,null,null,null,null,null,null,null,"2022-04-01","04",57,50.1,46.4]
[null,null,null,null,null,null,null,null,null,null,null,null,"FLOYD BENNETT MEMORIAL","Glens Falls ",-1.8,84.7,"Albany",null,null,null,null,null,null,null,null,null,null,null,null,null,null,null,null,null,null,null,null,null,null,null,null,null,null,null,null,null,null,null,null,"2022-05-01","05",63.1,56,51.6]
[null,null,null,null,null,null,null,null,null,null,null,null,"LONG ISLAND MACARTHUR AP","Islip",15.9,85.7,"Islip",null,null,null,null,null,null,null,null,null,null,null,null,null,null,null,null,null,null,null,null,null,null,null,null,null,null,null,null,null,null,null,null,"2022-06-01","06",68.900000000000006,61.9,57]
[null,null,null,null,null,null,null,null,null,null,null,null,"CHAUTAUQUA COUNTY AP","Jamestown",4.8,81.099999999999994,"Buffalo",null,null,null,null,null,null,null,null,null,null,null,null,null,null,null,null,null,null,null,null,null,null,null,null,null,null,null,null,null,null,null,null,"2022-07-01","07",72.7,66.2,61.1]
[null,null,null,null,null,null,null,null,null,null,null,null,"MASSENA INTL","Massena",-7.8,84.4,"Massena",null,null,null,null,null,null,null,null,null,null,null,null,null,null,null,null,null,null,null,null,null,null,null,null,null,null,null,null,null,null,null,null,"2022-08-01","08",73.599999999999994,67.599999999999994,62.8]
[null,null,null,null,null,null,null,null,null,null,null,null,"SULLIVAN COUNTY INTL","Monticello",4.7,82.5,"Poughkeepsie",null,null,null,null,null,null,null,null,null,null,null,null,null,null,null,null,null,null,null,null,null,null,null,null,null,null,null,null,null,null,null,null,"2022-09-01","09",71.3,65.900000000000006,61.6]
[null,null,null,null,null,null,null,null,null,null,null,null,"NEW YORK CENTRAL PARK","New York City - Central Park",17.5,88,"NYC Central Park",null,null,null,null,null,null,null,null,null,null,null,null,null,null,null,null,null,null,null,null,null,null,null,null,null,null,null,null,null,null,null,null,"2022-10-01","10",66.400000000000006,61.5,57.9]
[null,null,null,null,null,null,null,null,null,null,null,null,"JOHN F KENNEDY INTL","New York City - JFK",18,86.6,"NYC JFK",null,null,null,null,null,null,null,null,null,null,null,null,null,null,null,null,null,null,null,null,null,null,null,null,null,null,null,null,null,null,null,null,"2022-11-01","11",60.3,55.6,52.6]
[null,null,null,null,null,null,null,null,null,null,null,null,"LAGUARDIA AP","New York City - Laguardia",18.399999999999999,89.6,"NYC Laguardia",null,null,null,null,null,null,null,null,null,null,null,null,null,null,null,null,null,null,null,null,null,null,null,null,null,null,null,null,null,null,null,null,"2022-12-01","12",54.6,49.7,47.2]
[null,null,null,null,null,null,null,null,null,null,null,null,"NIAGARA FALLS INTL","Niagara Falls",6.9,85.2,"Buffalo"]
[null,null,null,null,null,null,null,null,null,null,null,null,"DUTCHESS COUNTY AP","Poughkeepsie",8.4,88.4,"Poughkeepsie"]
[null,null,null,"HW Staorage Type",null,null,null,null,null,null,null,null,"GREATER ROCHESTER INTL","Rochester",7.1,85.6,"Rochester"]
[null,null,null,"Combined",null,null,null,null,null,null,null,null,"ADIRONDACK REGIONAL","Saranac Lake",-11.5,81,"Albany"]
[null,null,null,"Separate",null,null,null,null,null,null,null,null,"SYRACUSE HANCOCK INTL","Syracuse",4.9000000000000004,86.4,"Syracuse"]
[null,null,null,null,null,null,null,null,null,null,null,null,"ONEIDA COUNTY AP","Utica",1.2,84.2,"Syracuse"]
[null,null,null,null,null,null,null,null,null,null,null,null,"WATERTOWN INTL","Watertown",-5,83.1,"Syracuse"]
[null,null,null,null,null,null,null,null,null,null,null,null,"FRANCIS S GABRESKI AP","Westhampton",12.2,84,"Islip"]
[null,null,null,null,null,null,null,null,null,null,null,null,"WESTCHESTER COUNTY AP","White Plains",13.5,86.4,"White Plains WCA"]
[]
[]
[]
[]
[]
[]
[]
[]
[]
[]
[]
[]
[]
[]
[]
[]
[]
[]
[]
[]
[]
[]
[]
[]
[]
[]
[]
[]
[]
[null,null,"Used for naming/dropdowns"]
[]
[]
[null,null,"Building Type","Occupancy",null,"demand"]
[null,null,"Office",null,{"$f":"CONCATENATE(\"de\",C80)","v":"deOffice"},"Low"]
[null,null,"Assembly","ASHRAE",{"$f":"CONCATENATE(\"de\",C81)","v":"deAssembly"},"Medium"]
[null,null,"Health","Custom","deHealth","High"]
[null,null,"Hotel/Motel",null,"deHotel/Motel","Custom"]
[null,null,"Light Manufacturing",null,"deLight Manufacturing"]
[null,null,"Restaurant",null,"deRestaurant","ASHRAE"]
[null,null,"Retail",null,"deRetail","Custom"]
[null,null,"School",null,"deSchool"]
[null,null,"Warehouse",null,"deWarehouse"]
[null,null,"Residential",null,"deResidential"]
[null,null,"Multifamily",null,"deMultifamily"]
[null,null,"Custom","Custom","deCustom","Custom"]